{"text_format":"1","workbook":"xlsx","n_sheets":5,"sheets":["Filtered Data SAP","DB Application","Criteria","Criteria SAP","Criteria Fields"],"not_rendered":{"charts":0,"images":0,"macros":1,"external_links":3,"defined_names":13,"comments":0,"pivot_tables":0},"unopened":[],"bounds":{"document_bytes":16777216,"sheet_cells":100000,"rows_first":2000,"rows_last":500,"rows_between":2000,"halvings":0,"cell_chars":16384,"cell_head_chars":4096},"cells_cut":0,"cells_raw":0,"read":"whole","date_system":"1900"}

{"sheet":"Filtered Data SAP","index":0,"n_rows":5093,"n_cols":22,"rows_kept":4500,"cut":true,"hidden":false,"merged":[],"bounds":{"rows_first":2000,"rows_last":500,"rows_between":2000,"halvings":0}}
["Equipment","Sort field","Description","FunctLocation","Description","ManufPartNo.","ManufSerialNo.","Manufacturer","Model number","Room","User status","Acquistion date","Cost Center","Created on","EquipCategory","Location","Main Equipment","Main WorkCtr","MaintPlant","Miscellaneous 1","Miscellaneous 2","Start-up date"]
["10003005","10003","Multimètre","CH21/S200","Technical services","87","58960093","FLUKE (SWITZERLAND) GMBH","","A0146","PROD GMP  APPR OAPP QAPP","1990-01-01","CH20A54052","2010-09-10","Q","B101","","PM-V1","CH21","","","2010-09-10"]
["10003062","10004","Multimètre","CH21/S200","Technical services","87","69620273","FLUKE (SWITZERLAND) GMBH","","A0146","PROD GMP  APPR OAPP QAPP","1998-07-01","CH20A54052","2010-09-10","Q","B101","","PM-V1","CH21","","","2010-09-10"]
["10003306","10005","Process Calibrator","CH21/S200","Technical services","702","6220802","FLUKE (SWITZERLAND) GMBH","","A0146","PROD GMP  APPR OAPP QAPP","1990-01-01","CH20A54052","2010-09-10","Q","B101","","PM-V1","CH21","","","2010-09-10"]
["10004244","10006","Thermomètre digital DTI","CH21/S200","Technical services","DTI1000","013.02-02-951838/109767-N°107","Dansk Teknologisk Institut DTI","","A0146","PROD GMP  APPR OAPP QAPP","1995-01-01","CH20A54052","2010-09-10","Q","B101","","PM-V1","CH21","","","2010-09-10"]
["10002937","10012","Thermomètre digital TESTO","CH21/S200","Technical services","781/0560.7810/0608.0678","40371790007/02950028","TESTO AG/2","","A0146","PROD GMP  APPR OAPP QAPP","1990-01-01","CH20A54052","2010-09-10","Q","B101","","PM-V1","CH21","","","2010-09-10"]
["10004266","10013","Référence de pression THOMMEN","CH21/S200","Technical services","EC.631.0000.A","712727","","","A0146","OUT  GMP  APPR OAPP QAPP","1990-01-01","CH20A54052","2010-09-10","Q","B101","","PM-V1","CH21","","","2010-09-10"]
["10003427","10018","Compte-tours ZIVY","CH21/S200","Technical services","DHR 906","203 260","","","A0146","PROD GMP  BUS  APPR OAPP QAPP","1990-01-01","CH20A54052","2010-09-10","Q","B101","","PM-V1","CH21","","","2010-09-10"]
["10002840","10019","Conductimètre CONCAL","CH21/S200","Technical services","CONCAL","10022","ENDRESS+HAUSER METSO AG","","A0146","PROD GMP  BUS  APPR OAPP QAPP","1998-09-01","CH20A54052","2010-09-10","Q","B101","","PM-V1","CH21","","","2010-09-10"]
["10003322","10020","Débitmètre","CH21/S200","Technical services","PROMASS 63 F","386271","ENDRESS+HAUSER METSO AG","","A0146","PROD GMP  BUS  APPR OAPP QAPP","1990-01-01","CH20A54052","2010-09-10","Q","B101","","PM-V1","CH21","","","2010-09-10"]
["10002090","10025","Sonde haut voltage FLUKE","CH21/S200","Technical services","80K-6","38212","FLUKE (SWITZERLAND) GMBH","","A0146","PROD GMP  BUS  APPR OAPP QAPP","1990-01-01","CH20A54052","2010-09-10","Q","B101","","PM-V1","CH21","","","2010-09-10"]
["10002089","10038","Bain à huile","CH21/S200","Technical services","F8/B5","95012212/001","HAAKE","","A0146","PROD APPR OAPP QAPP","1990-01-01","CH20A54052","2010-09-10","M","B101","","PM-V1","CH21","","","2010-09-10"]
["10002988","10039","Bain-marie","CH21/S200","Technical services","","05603121466","JULABO","","A0146","PROD APPR OAPP QAPP","1990-01-01","CH20A54052","2010-09-10","M","B101","","PM-V1","CH21","","","2010-09-10"]
["10003189","10040","Bain-marie","CH21/S200","Technical services","","05903221777","JULABO","","A0146","PROD APPR OAPP QAPP","1990-01-01","CH20A54052","2010-09-10","M","B101","","PM-V1","CH21","","","2010-09-10"]
["10003167","10047","Poids METTLER","CH21/S200","Technical services","100MG-100G","73227/446","METTLER-TOLEDO (SCHWEIZ) AG","","A0146","PROD GMP  APPR OAPP QAPP","1990-01-01","CH20A54052","2010-09-10","Q","B101","","PM-V1","CH21","","","2010-09-10"]
["10002013","10051","Manomètre de référence","CH21/S200","Technical services","1.4571","2258603","*WIKA SA","","B10103","PROD GMP  APPR OAPP QAPP","1999-12-02","CH20A54052","2010-09-10","Q","B102","","PM-V1","CH21","","","2010-09-10"]
["10002465","10052","Référence de Pression DRUCK","CH21/S200","Technical services","DPI 615 PC","7680","","","A0146","PROD GMP  APPR OAPP QAPP","2001-02-22","CH20A54052","2010-09-10","Q","B101","","PM-V1","CH21","","","2010-09-10"]
["10002952","10053","Thermomètre digital DTI","CH21/S200","Technical services","DTI1000","505729-01478","Dansk Teknologisk Institut DTI","","A0146","PROD GMP  APPR OAPP QAPP","2001-05-03","CH20A54052","2010-09-10","Q","B101","","PM-V1","CH21","","","2010-09-10"]
["10001883","10054","Référence de Pression","CH21/S200","Technical services","KAL100","9005.0015KC22104","HALSTRUP","","A0146","PROD GMP  BUS  APPR OAPP QAPP","2003-06-16","CH20A54052","2010-09-10","Q","B101","","PM-V1","CH21","","","2010-09-10"]
["10000025","12093","Drive unit","CH21/F091","Transfert à MSA","DU00088","2811 / MODIFICATION CIMO","ETTEM ENGINEERING","","LSA","OUT  GMP  BUS  APPR OAPP QAPP","2005-08-23","CH20A54054","2010-09-10","M","","","","CH21","","LSA","2010-09-10"]
["10020322","12233","Pompe péristaltique WM 505 U","CH21/F091","Transfert à MSA","WM 505 U","A103459","WATSON-MARLOW LTD. FALMOUTH","","","HIST","1990-01-01","CH20A54052","2010-09-16","M","","","","CH21","","Suite 1 USP","2010-09-16"]
["10023066","12633","Moteur-réducteur","CH21/F091","Transfert à MSA","SPL82-2NVCR","00440556","LENZE GmbH & Co KG","","","HIST GMP  BUS","2006-08-07","CH20A54052","2010-09-16","M","","","","CH21","","Suite 1 USP","2010-09-16"]
["10016580","13093","Sonde O2","CH21/F091","Transfert à MSA","PN 52201014","S 6198185","1000003199","","","HIST GMP  BUS  NAPP","2006-12-05","CH20A54052","2010-09-16","M","","","","CH21","","Suite 1 USP","2010-09-16"]
["10000156","13156","Bioréacteur 5 L Supervision  DCU3","CH21/P151","Zone Production USP5 s/sol","BIOSTAT B DCU3 QUAD","05137/06","SARTORIUS BBI SYSTEMS SRL","","B0148","PROD BUS  APPR OAPP QAPP","2007-02-06","CH20A54055","2010-09-10","M","B102","X","PM-A","CH21","","","2010-09-10"]
["10000058","13157","Bioréacteur 5 L (Tour d'utilité)","CH21/P151","Zone Production USP5 s/sol","BIOSTAT B DCU QUAD","01161/07","SARTORIUS BBI SYSTEMS SRL","","B0148","PROD GMP  BUS  APPR OAPP QAPP","2007-03-06","CH20A54055","2010-09-10","M","B102","","PM-A","CH21","","","2010-10-05"]
["10000050","13158","Bioréacteur 5 L (Tour d'utilité)","CH21/P151","Zone Production USP5 s/sol","BIOSTAT B DCU QUAD","01160/07","SARTORIUS BBI SYSTEMS SRL","","B0148","PROD GMP  BUS  APPR OAPP QAPP","2007-03-06","CH20A54055","2010-09-10","M","B102","","PM-A","CH21","","","2010-10-05"]
["10000032","13159","Bioréacteur 5 L (Tour d'utilité)","CH21/P151","Zone Production USP5 s/sol","BIOSTAT B DCU QUAD","01159/07","SARTORIUS BBI SYSTEMS SRL","","B0148","PROD GMP  BUS  APPR OAPP QAPP","2007-03-06","CH20A54055","2010-09-10","M","B102","","PM-A","CH21","","","2010-10-05"]
["10000034","13160","Bioréacteur 5 L (Tour d'utilité)","CH21/P151","Zone Production USP5 s/sol","BIOSTAT B DCU QUAD","01158/07","SARTORIUS BBI SYSTEMS SRL","","B0148","PROD GMP  BUS  APPR OAPP QAPP","2007-03-06","CH20A54055","2010-09-10","M","B102","","PM-A","CH21","","","2010-10-05"]
["10000048","13259","Moteur-réducteur","CH21/F091","Transfert à MSA","SPL81-2NVCR","00972090","LENZE GmbH & Co KG","","LSA","OUT  GMP  BUS  APPR OAPP QAPP","2007-06-01","CH20A54054","2010-09-10","M","","","","CH21","","LSA","2010-09-10"]
["10000023","13343","Automate","CH21/F091","Transfert à MSA","315","","SIEMENS SUISSE SA(AUTOMATION)","","S-B5230","OUT  BUS  APPR OAPP QAPP","2007-09-01","CH20A54054","2010-09-10","M","","","","CH21","","S-B5230","2010-09-10"]
["10017709","13368","Pompe péristaltique WM 505 U","CH21/F091","Transfert à MSA","WM 505 U","9040066","WATSON-MARLOW LTD. FALMOUTH","","","HIST","2005-11-15","CH20A54052","2010-09-16","M","","","","CH21","","Suite 1 USP","2010-09-16"]
["10005529","13468","Bioréacteur NBS 75 L (doublon 10024642)","CH21/F091","Transfert à MSA","IB-75","N/A","NEW BRUNSWICK SCIENT. CO. INC.","","LSA","HIST GMP  BUS  APPR OAPP QAPP","2007-09-30","CH20A54054","2010-09-10","M","","","","CH21","","LSA","2010-09-10"]
["10000049","13470","Moteur-réducteur","CH21/F091","Transfert à MSA","SPL81-2GVCR-063N22","00440556","LENZE GmbH & Co KG","","LSA","OUT  GMP  BUS  APPR OAPP QAPP","2007-09-30","CH20A54054","2010-09-10","M","","","","CH21","","LSA","2010-09-10"]
["10000047","13693","Transmetteur de température","CH21/F091","Transfert à MSA","RTM80-A","N/A","SOCLAIR ELECTRONIQUE","","S-B5230","OUT  GMP  BUS  APPR OAPP QAPP","1990-01-01","CH20A54054","2010-09-10","M","","","","CH21","","S-B5230","2010-09-10"]
["10000046","13712","Transmetteur de poids","CH21/F091","Transfert à MSA","IND110","N/A","METTLER-TOLEDO (SCHWEIZ) AG","","S-B5230","OUT  GMP  BUS  APPR OAPP QAPP","2007-05-16","CH20A54054","2010-09-10","M","","","","CH21","","S-B5230","2010-09-10"]
["10000045","13736","Indicateur/Controleur de vitesse","CH21/F091","Transfert à MSA","E82 EV 551 2C","N/A","LENZE BACHOFEN SA","","S-B5230","OUT  GMP  BUS  APPR OAPP QAPP","1990-01-01","CH20A54054","2010-09-10","M","","","","CH21","","S-B5230","2010-09-10"]
["10035123","13759","Débitmètre","CH21/F091","Transfert à MSA","822S-M4-OV1-PV1-V1","63119","Sierra Instruments, Inc","","","HIST GMP  BUS","1990-01-01","CH20A54052","2010-09-16","M","","","","CH21","","Suite 1 USP","2010-09-16"]
["10000044","13763","Débitmètre","CH21/F091","Transfert à MSA","822S-M4-OV1-PV1-V1","63123","Sierra Instruments, Inc","","LSA","OUT  GMP  BUS  APPR OAPP QAPP","1990-01-01","CH20A54054","2010-09-10","M","","","","CH21","","LSA","2010-09-10"]
["10000043","13766","Pompe péristaltique WM 505 U","CH21/F091","Transfert à MSA","WM 505 U","7060273","WATSON-MARLOW LTD. FALMOUTH","","LSA","OUT  APPR OAPP QAPP","1990-01-01","CH20A54054","2010-09-10","M","","","","CH21","","LSA","2010-09-10"]
["10000042","13774","Pompe péristaltique WM 620 U","CH21/F091","Transfert à MSA","WM 620 U","H080030","WATSON & MARLOW","","SUITE 1","OUT  APPR OAPP QAPP","1990-01-01","CH20A54054","2010-09-10","M","","","","CH21","","Suite 1 USP","2010-09-10"]
["10000039","13798","Vanne débit + Actionneur","CH21/F091","Transfert à MSA","1001GCN36SV0SFEP36","45426700604","RESEARCH CONTROL VALVE","","LSA","OUT  GMP  BUS  APPR OAPP QAPP","1990-01-01","CH20A54054","2010-09-10","M","","","","CH21","","LSA","2010-09-10"]
["10000038","13802","Vanne débit + Actionneur","CH21/F091","Transfert à MSA","1001GCN36SV0SFEP36","45386800102","RESEARCH CONTROL VALVE","","SUITE 1","OUT  GMP  BUS  APPR OAPP QAPP","1990-01-01","CH20A54054","2010-09-10","M","","","","CH21","","Suite 1 USP","2010-09-10"]
["10023909","13819","Vanne régulation pression","CH21/F091","Transfert à MSA","1002GSY3LY0CSCEP3L","231102","RESEARCH CONTROL VALVE","","","HIST GMP  BUS","1990-01-01","CH20A54052","2010-09-16","M","","","","CH21","","Suite 1 USP","2010-09-16"]
["10000041","13820","Vanne régulation pression","CH21/F091","Transfert à MSA","1002GSY3LY0CSCEP3L","45426700103","RESEARCH CONTROL VALVE","","LSA","OUT  GMP  BUS  APPR OAPP QAPP","1990-01-01","CH20A54054","2010-09-10","M","","","","CH21","","LSA","2010-09-10"]
["10000040","13826","Vanne régulation pression","CH21/F091","Transfert à MSA","1002GSY3LY0CSCEP3L","45426600102","RESEARCH CONTROL VALVE","","LSA","OUT  GMP  BUS  APPR OAPP QAPP","1990-01-01","CH20A54054","2010-09-10","M","","","","CH21","","LSA","2010-09-10"]
["10023165","13992","Vanne débit + Actionneur","CH21/F091","Transfert à MSA","1001GCN36SVOSFEP36","214856","RESEARCH CONTROL VALVE","","","HIST GMP  BUS","1990-01-01","CH20A54052","2010-09-16","M","","","","CH21","","Suite 1 USP","2010-09-16"]
["10020553","14026","Sonde O2","CH21/F091","Transfert à MSA","P52201014","S 7468048","METTLER-TOLEDO (SCHWEIZ) AG","","","HIST GMP  BUS","2008-01-01","CH20A54052","2010-09-16","M","","","","CH21","","Suite 1 USP","2010-09-16"]
["10000037","14188","Sonde de température","CH21/F091","Transfert à MSA","PT100 / M1131-8013","N/A","NEW BRUNSWICK SCIENT. CO. INC.","","S-B5230","OUT  GMP  BUS  APPR OAPP QAPP","2008-01-30","CH20A54054","2010-09-10","M","","","","CH21","","S-B5230","2010-09-10"]
["10000036","14190","Transmetteur de pression","CH21/F091","Transfert à MSA","PR-25HT","16266","KELLER AG","","S-B5230","OUT  GMP  BUS  APPR OAPP QAPP","2008-04-30","CH20A54054","2010-09-10","M","","","","CH21","","S-B5230","2010-09-10"]
["10000056","14966","Palier d'agitateur","CH21/F091","Transfert à MSA","BB-8847339","N/A","SARTORIUS BBI SYSTEMS SRL","","LSA","OUT  APPR OAPP QAPP","2008-05-01","CH20A54054","2010-09-10","M","","","","CH21","","LSA","2010-09-10"]
["10000055","14972","Palier d'agitateur","CH21/F091","Transfert à MSA","BB-8847339","N/A","SARTORIUS BBI SYSTEMS SRL","","LSA","OUT  APPR OAPP QAPP","2008-05-01","CH20A54054","2010-09-10","M","","","","CH21","","LSA","2010-09-10"]
["10000054","14979","Palier d'agitateur","CH21/F091","Transfert à MSA","BB-8847339","N/A","SARTORIUS BBI SYSTEMS SRL","","LSA","OUT  APPR OAPP QAPP","2008-05-01","CH20A54054","2010-09-10","M","","","","CH21","","LSA","2010-09-10"]
["10000053","14993","Palier d'agitateur","CH21/F091","Transfert à MSA","BB-8847339","N/A","SARTORIUS BBI SYSTEMS SRL","","LSA","OUT  APPR OAPP QAPP","2008-05-01","CH20A54054","2010-09-10","M","","","","CH21","","LSA","2010-09-10"]
["10003378","2212","POIDS INDIVIDUEL","CH21/S200","Technical services","200G-E2","15846","METTLER-TOLEDO (SCHWEIZ) AG","","A0146","PROD GMP  APPR OAPP QAPP","2000-05-04","CH20A54052","2010-09-10","Q","B101","","PM-V1","CH21","","","2010-09-10"]
["10002953","2213","POIDS INDIVIDUEL","CH21/S200","Technical services","1G-2KG-F1","73603","METTLER-TOLEDO (SCHWEIZ) AG","","A0146","PROD GMP  APPR OAPP QAPP","2000-05-05","CH20A54052","2010-09-10","Q","B101","","PM-V1","CH21","","","2010-09-10"]
["10004291","2214","POIDS INDIVIDUEL","CH21/S200","Technical services","5KG-F1","15871","METTLER-TOLEDO (SCHWEIZ) AG","","A0146","PROD GMP  APPR OAPP QAPP","2000-05-05","CH20A54052","2010-09-10","Q","B101","","PM-V1","CH21","","","2010-09-10"]
["10003324","2215","POIDS INDIVIDUEL","CH21/S200","Technical services","5KG-F1","15871","METTLER-TOLEDO (SCHWEIZ) AG","","A0146","PROD GMP  APPR OAPP QAPP","2000-05-05","CH20A54052","2010-09-10","Q","B101","","PM-V1","CH21","","","2010-09-10"]
["10003365","2216","POIDS INDIVIDUEL","CH21/S200","Technical services","10KG-F1","15871","METTLER-TOLEDO (SCHWEIZ) AG","","A0146","PROD GMP  APPR OAPP QAPP","2000-05-05","CH20A54052","2010-09-10","Q","B101","","PM-V1","CH21","","","2010-09-10"]
["10002835","2217","POIDS INDIVIDUEL","CH21/S200","Technical services","10KG-F1","15872","METTLER-TOLEDO (SCHWEIZ) AG","","A0146","PROD GMP  APPR OAPP QAPP","2000-05-05","CH20A54052","2010-09-10","Q","B101","","PM-V1","CH21","","","2010-09-10"]
["10002358","328","Chargeur de batterie","CH21/S100","Logistic & Warehouse","TEES 24-25","","ELECTRONA","","K0011","PROD APPR OAPP QAPP","1990-01-01","CH20A53555","2010-09-10","M","B104","","PM-C4","CH21","","","2010-09-10"]
["10033078","5430","Pompe péristaltique WM 604 U","CH21/F091","Transfert à MSA","WM 604 U","5072373","WATSON-MARLOW LTD. FALMOUTH","","","HIST","1990-01-01","CH20A54052","2010-09-16","M","","","","CH21","","2889 Mag equipement","2010-09-16"]
["10000161","5496","Analyseur TOC / TOC analyser","CH21/F091","Transfert à MSA","TOC PHOENIX 8000","98204001","","","TRANSFER","OUT  GMP  BUS  APPR OAPP QAPP","1990-01-01","CH20A54054","2010-09-10","M","","X","","CH21","","Transfert LSA","2010-09-10"]
["10000052","5497","Passeur d'échantillons TOC","CH21/F091","Transfert à MSA","STS 8000","199B8040","DOHRMANN","","LSA","OUT  GMP  BUS  APPR OAPP QAPP","1990-01-01","CH20A54054","2010-09-10","M","","","","CH21","","LSA","2010-09-10"]
["10023887","5775","Pompe péristaltique WM 505 U","CH21/F091","Transfert à MSA","WM 505 U","9050157","WATSON-MARLOW LTD. FALMOUTH","","","HIST","2000-11-13","CH20A54052","2010-09-16","M","","","","CH21","","Suite 1 USP","2010-10-05"]
["10000026","7077","Drive unit","CH21/F091","Transfert à MSA","DU00088","2546","ETTEM ENGINEERING","","LSA","OUT  GMP  BUS  APPR OAPP QAPP","2001-08-08","CH20A54054","2010-09-10","M","","","","CH21","","LSA","2010-09-10"]
["10023626","7078","Drive unit","CH21/F091","Transfert à MSA","DU00088","2546","ETTEM ENGINEERING","","","HIST GMP  BUS","2001-08-08","CH20A54052","2010-09-16","M","","","","CH21","","Suite 1 USP","2010-09-16"]
["10000027","7285","Débitmètre","CH21/F091","Transfert à MSA","822S-M-CE-12-OV1-PV1-V1","53413","Sierra Instruments, Inc","","LSA","OUT  GMP  BUS  APPR OAPP QAPP","2001-12-02","CH20A54054","2010-09-10","Q","","","","CH21","","LSA","2010-09-10"]
["10000163","7312","Bioréacteur 40 L (ex LSA RP48) Doublon","CH21/F091","Transfert à MSA","MBR 40 L","","NEW MBR","","LSA","HIST BUS  APPR OAPP QAPP","2002-01-07","CH20A54054","2010-09-10","M","","","","CH21","","LSA","2010-10-05"]
["10030205","8006","Pompe péristaltique WM 505 U","CH21/F091","Transfert à MSA","WM 505 U","9101224","WATSON-MARLOW LTD. FALMOUTH","","","HIST","1990-01-01","CH20A54052","2010-09-16","M","","","","CH21","","Suite 1 USP","2010-10-05"]
["10030575","8264","Manomètre -1 à 3 bars","CH21/F091","Transfert à MSA","MDM 15-3-U","G1581540102","CONNECTORS AG","","","HIST","2003-07-17","CH20A54052","2010-09-16","M","","","","CH21","","2103","2010-09-16"]
["10070449","AD","ADOUCISSEUR","CH21/U120/____TU02/AD001","ADOUCISSEUR  B04.130.01","DUPLEX 2910 NXT 500L","A0154-160203","LENNTECH BV","","B0161","PROD APPR OAPP QAPP","2016-07-01","CH20A54052","2016-08-17","M","B102","","PM-C5","CH21","","","2016-07-01"]
["10002351","AD01","Adoucisseur d'eau pour ML cafétéria","CH21/S200","Technical services","","","","","CE0009","PROD APPR OAPP QAPP","2003-12-01","CH20A54052","2010-09-10","M","B205","","PM-G1","CH21","","","2010-09-10"]
["10000243","AD04","ADOUCISSEUR","CH21/U120/____TU02/AD002","ADOUCISSEUR  B04.230.01","ELIT 10 CH","N/A","CHRIST AG - MERGED","","A0111","PROD APPR OAPP QAPP","2001-08-19","CH20A54052","2010-09-10","M","B101","","PM-C5","CH21","","","2010-09-10"]
["10000174","AD05","Adoucisseur Elite Casa 1","CH21/U900/___CL101","CLIM COINSINS CL1","ELITE CASA 1","B0044191/4809","CHRIST AQUA AG","","CC2000","PROD APPR OAPP QAPP","2010-02-11","CH20A54052","2010-09-10","M","B203","","PM-C5","CH21","","","2010-09-10"]
["10076332","AD06","Adoucisseur ligne 2","CH21/U120/____TU02","TRAITEMENT D'EAU PH90","DUPLEX 2910 NXT 500L","A1613-171117","PENTAIR","","B0161","PROD APPR OAPP QAPP","2018-03-01","CH20A54052","2018-04-18","M","B102","","PM-C1","CH21","","","2018-03-27"]
["10055915","AG","Agitateur, moteur à reg. électrique","CH21/P122","Zone DSP4","CONTROL-VISE P1 153W","06.037152","IKA-WERKE","","B10145","PROD GMP  APPR OAPP QAPP","2011-11-14","CH20A54055","2011-12-21","M","B102","","PM-A","CH21","","","2011-12-21"]
["10061097","AG","AGITATEUR MAGNETIQUE","CH21/P120","Zone  DSP3","MAXI MR1","N/A","IKA WERKE GMBH & CO","","B10128","PROD APPR OAPP QAPP","2013-03-01","CH20A54055","2013-03-06","M","B102","","PM-A","CH21","","","2013-03-01"]
["10064284","AG","Agitateur statif  télescopique","CH21/P128","Zone  DSP2","RW47D","10.042724","IKA WERKE GMBH & CO","","B10114","PROD GMP  APPR OAPP QAPP","2013-12-01","CH20A54055","2014-01-28","M","B102","","PM-A","CH21","","","2014-01-29"]
["10065198","AG","Agitateur mécanique","CH21/P122","Zone DSP4","RW 28 DIGITAL S","441-0339","IKA WERKE GMBH & CO","","B10144","PROD GMP  APPR OAPP QAPP","2014-03-20","CH20A54055","2014-05-13","M","B102","","PM-A","CH21","","","2014-06-01"]
["10065628","AG","Agitateur mécanique RW47D et statif","CH21/P120","Zone  DSP3","RW47D","08.061923","IKA WERKE GMBH & CO","","B10128","PROD GMP  APPR OAPP QAPP","2014-06-18","CH20A54055","2014-08-11","M","B102","","PM-A","CH21","","","2014-09-01"]
["10067620","AG","Agitateur bouteilles roulantes","CH21/P111","Zone  USP1 et USP4","3951","L14-014","FISHER SCIENTIFIC AG / AVANTEC","","B1093","PROD GMP  BUS  APPR OAPP QAPP","2015-05-01","CH20A54055","2015-05-06","M","B102","","PM-A","CH21","","","2015-05-01"]
["10067621","AG","Agitateur bouteilles roulantes","CH21/P111","Zone  USP1 et USP4","3951","F14-008","FISHER SCIENTIFIC AG / AVANTEC","","B1093","PROD GMP  BUS  APPR OAPP QAPP","2015-05-01","CH20A54055","2015-05-06","M","B102","","PM-A","CH21","","","2015-05-01"]
["10067622","AG","Agitateur bouteilles roulantes","CH21/P111","Zone  USP1 et USP4","3951","L14-015","FISHER SCIENTIFIC AG / AVANTEC","","B1093","PROD GMP  BUS  APPR OAPP QAPP","2015-05-01","CH20A54055","2015-05-06","M","B102","","PM-A","CH21","","","2015-05-01"]
["10067623","AG","Agitateur bouteilles roulantes","CH21/P111","Zone  USP1 et USP4","3951","I14-012","FISHER SCIENTIFIC AG / AVANTEC","","B1093","PROD GMP  BUS  APPR OAPP QAPP","2015-05-01","CH20A54055","2015-05-06","M","B102","","PM-A","CH21","","","2015-05-01"]
["10067624","AG","Agitateur bouteilles roulantes","CH21/P111","Zone  USP1 et USP4","3951","L14-016","FISHER SCIENTIFIC AG / AVANTEC","","B1093","PROD GMP  BUS  APPR OAPP QAPP","2015-05-01","CH20A54055","2015-05-06","M","B102","","PM-A","CH21","","","2015-05-01"]
["10067852","AG","Agitateur avec potence","CH21/P120","Zone  DSP3","RW47D","N/A","VWR INTERNATIONAL","","B0144","PROD APPR OAPP QAPP","2015-06-03","CH20A54055","2015-06-03","M","B102","","PM-A","CH21","","","2015-06-03"]
["10067853","AG","Agitateur avec potence","CH21/P170","Zone Production de Milieu s/sol","RW47D","N/A","VWR INTERNATIONAL","","B0142","PROD APPR OAPP QAPP","2015-06-03","CH20A54055","2015-06-03","M","B102","","PM-A","CH21","","","2015-06-03"]
["10070146","AG","Agitateur bouteilles roulantes","CH21/P111","Zone  USP1 et USP4","3951","K15-044","THERMO FISCHER SCIENTIFIC AG","","B1065","PROD GMP  BUS  APPR OAPP QAPP","2016-05-26","CH20A54055","2016-05-27","M","B102","","PM-A","CH21","","","2016-06-01"]
["10070147","AG","Agitateur bouteilles roulantes","CH21/P111","Zone  USP1 et USP4","3951","K15-042","THERMO FISCHER SCIENTIFIC AG","","B1065","PROD GMP  BUS  APPR OAPP QAPP","2016-05-26","CH20A54055","2016-05-27","M","B102","","PM-A","CH21","","","2016-06-01"]
["10070148","AG","Agitateur bouteilles roulantes","CH21/P111","Zone  USP1 et USP4","3951","K15-043","THERMO FISCHER SCIENTIFIC AG","","B1065","PROD GMP  BUS  APPR OAPP QAPP","2016-05-26","CH20A54055","2016-05-27","M","B102","","PM-A","CH21","","","2016-06-01"]
["10037266","AG","Agitateur magnétique chauffant IKA-","CH21/F091","Transfert à MSA","","","IKA WERKE GMBH & CO","COMBIMAG RET","","CON  NAPP","2010-09-20","CH20A54052","2010-09-20","M","","","","CH21","Biologics & Immunology/Protein & Cell Sc",""]
["10037494","AG","Agitateur magnétique chauffant","CH21/F091","Transfert à MSA","","","IKA WERKE GMBH & CO","IKAMAG RET","","CON  NAPP","2010-09-20","CH20A54052","2010-09-20","M","","","","CH21","Biologics & Immunology/Protein & Cell Sc",""]
["10037662","AG","Agitateur magnétique chauffant","CH21/F091","Transfert à MSA","","","IKA WERKE GMBH & CO","IKAMAG RCT","","CON  NAPP","2010-09-20","CH20A54052","2010-09-20","M","","","","CH21","Biologics & Immunology/Protein & Cell Sc",""]
["10037890","AG","Agitateur magnétique chauffant IKA","CH21/F091","Transfert à MSA","","","IKA WERKE GMBH & CO","COMBIMAG RET","","CON  NAPP","2010-09-20","CH20A54052","2010-09-20","M","","","","CH21","Biologics & Immunology/Protein & Cell Sc",""]
["10038170","AG","Agitateur Kuehner","CH21/F091","Transfert à MSA","","","KUEHNER AG","","","CON  NAPP","2010-09-20","CH20A54052","2010-09-20","M","","","","CH21","Biologics & Immunology/Protein & Cell Sc",""]
["10038649","AG","Agitateur magnétique chauffant IKA","CH21/F091","Transfert à MSA","","","IKA WERKE GMBH & CO","LABORTECHNIK RCT","","CON  NAPP","2010-09-20","CH20A54052","2010-09-20","M","","","","CH21","Biologics & Immunology/Protein & Cell Sc",""]
["10038651","AG","Agitateur magnétique chauffant IKA-","CH21/F091","Transfert à MSA","","","IKA WERKE GMBH & CO","COMBIMAG RET","","CON  NAPP","2010-09-20","CH20V54052","2010-09-20","M","","","","CH21","Biologics & Immunology/Protein & Cell Sc",""]
["10038656","AG","Agitateur magnétique chauffant IKA","CH21/F091","Transfert à MSA","","","IKA WERKE GMBH & CO","LABORTECHNIK RCT","","CON  NAPP","2010-09-20","CH20A54052","2010-09-20","M","","","","CH21","Biologics & Immunology/Protein & Cell Sc",""]
["10039032","AG","Agitateur magnétique chauffant IKA-","CH21/F091","Transfert à MSA","","","IKA WERKE GMBH & CO","WERKE RCT","","CON  NAPP","2010-09-20","CH20A54052","2010-09-20","M","","","","CH21","Biologics & Immunology/Protein & Cell Sc",""]
["10039172","AG","Agitateur magnétique chauffant IKA","CH21/F091","Transfert à MSA","","","IKA WERKE GMBH & CO","COMBIMAG RET","","CON  NAPP","2010-09-20","CH20A54052","2010-09-20","M","","","","CH21","Biologics & Immunology/Protein & Cell Sc",""]
["10043982","AG","Agitateur Vortex","CH21/S400","Quality Control","MS3D","03339193","IKA","","A1069","PROD GMP  BUS  APPR OAPP QAPP","2011-02-01","CH20A55050","2011-02-03","M","B101","","PM-V2","CH21","","","2011-02-01"]
["10057939","AG","Agitateur Vortex","CH21/S400","Quality Control","MS3 BASIC","03.363084","IKA-WERKE","","A1065","PROD GMP  APPR OAPP QAPP","2012-02-15","CH20A55050","2012-03-29","M","B101","","PM-V2","CH21","","","2012-02-15"]
["10057940","AG","Agitateur Vortex","CH21/S400","Quality Control","MS3D","03.367539","IKA-WERKE","","A1044","PROD GMP  APPR OAPP QAPP","2012-02-15","CH20A55050","2012-03-29","M","B101","","PM-V2","CH21","","","2012-02-15"]
["10064115","AG","AGITATEUR MAGNETIQUE","CH21/P101","Tech Biotech","4400571","130402001","PRIDE","","B10105","PROD GMP  APPR OAPP QAPP","2013-12-01","CH20A54055","2014-01-10","M","B102","","PM-F","CH21","","","2014-02-01"]
["10064116","AG","AGITATEUR MAGNETIQUE","CH21/P101","Tech Biotech","4400571","130905001","PRIDE","","B10105","PROD GMP  APPR OAPP QAPP","2013-12-01","CH20A54055","2014-01-10","M","B102","","PM-F","CH21","","","2014-02-01"]
["10064117","AG","AGITATEUR MAGNETIQUE","CH21/P101","Tech Biotech","4400571","130905002","PRIDE","","B10105","PROD GMP  APPR OAPP QAPP","2013-12-01","CH20A54055","2014-01-10","M","B102","","PM-F","CH21","","","2014-02-01"]
["10064118","AG","AGITATEUR MAGNETIQUE","CH21/P101","Tech Biotech","4400574","130703001","PRIDE","","B10105","PROD GMP  APPR OAPP QAPP","2013-12-01","CH20A54055","2014-01-10","M","B102","","PM-F","CH21","","","2014-02-01"]
["10064119","AG","AGITATEUR MAGNETIQUE","CH21/P101","Tech Biotech","4400574","131112001","PRIDE","","B10105","PROD GMP  APPR OAPP QAPP","2013-12-01","CH20A54055","2014-01-10","M","B102","","PM-F","CH21","","","2014-02-01"]
["10064120","AG","AGITATEUR MAGNETIQUE","CH21/P101","Tech Biotech","4400574","131112002","PRIDE","","B1070","PROD GMP  APPR OAPP QAPP","2013-12-01","CH20A54055","2014-01-10","M","B102","","PM-F","CH21","","","2014-02-01"]
["10065455","AG","Agitateur à Hélice","CH21/P306","Pharmaceutical - ligne 6","EURO-ST 100C","8229A-F2M03GL","IKA-WERKE","","B0022","PROD GMP  APPR OAPP QAPP","2014-07-17","CH20A54057","2014-07-21","M","B102","","PM-D1","CH21","","","2014-08-01"]
["10065456","AG","Agitateur à Hélice","CH21/P306","Pharmaceutical - ligne 6","EURO-ST 200C","8229A-F2M03GL","IKA-WERKE","","B0022","PROD GMP  APPR OAPP QAPP","2014-07-17","CH20A54057","2014-07-21","M","B102","","PM-D1","CH21","","","2014-08-01"]
["10068255","AG","Agitateur Vortex","CH21/S400","Quality Control","VWR1444-1379","200029466","VWR INTERNATIONAL","","A1078","PROD APPR OAPP QAPP","2015-07-01","CH20A55050","2015-08-03","M","B101","","PM-V2","CH21","","","2015-08-01"]
["10068256","AG","Agitateur Vortex","CH21/S400","Quality Control","VWR1444-1379","20035128","VWR INTERNATIONAL","","A1078","PROD APPR OAPP QAPP","2015-07-01","CH20A55050","2015-08-03","M","B101","","PM-V2","CH21","","","2015-08-01"]
["10068257","AG","Agitateur Vortex","CH21/S400","Quality Control","VWR1444-1379","20035129","VWR INTERNATIONAL","","A1078","PROD APPR OAPP QAPP","2015-07-01","CH20A55050","2015-08-03","M","B101","","PM-V2","CH21","","","2015-08-01"]
["10068658","AG","Agitateur  mécanique","CH21/P302","Pharmaceutical - ligne 2","UOS-PB-S40","01745275","VWR INTERNATIONAL","","M0025","PROD APPR OAPP QAPP","2015-10-28","CH20A54057","2015-10-28","M","B103","","PM-D1","CH21","","","2015-10-28"]
["10069741","AG","AGITATEUR MAGNETIQUE","CH21/P128","Zone  DSP2","MIDIMR1","08072615","IKA-WERKE","","B10114","PROD GMP  APPR OAPP QAPP","2016-04-01","CH20A54055","2016-04-18","M","B102","","PM-F","CH21","","","2016-05-01"]
["10069742","AG","AGITATEUR MAGNETIQUE","CH21/P128","Zone  DSP2","MIDIMR1","08072619","IKA-WERKE","","B10114","PROD GMP  APPR OAPP QAPP","2016-04-01","CH20A54055","2016-04-18","M","B102","","PM-F","CH21","","","2016-05-01"]
["10069743","AG","AGITATEUR MAGNETIQUE","CH21/P101","Tech Biotech","MIDIMR1","08072622","IKA-WERKE","","A0129","PROD GMP  APPR OAPP QAPP","2016-04-01","CH20A54055","2016-04-18","M","B101","","PM-F","CH21","","","2016-05-01"]
["10069744","AG","AGITATEUR MAGNETIQUE","CH21/P101","Tech Biotech","MIDIMR1","08072627","IKA-WERKE","","A0129","PROD GMP  APPR OAPP QAPP","2016-04-01","CH20A54055","2016-04-18","M","B101","","PM-F","CH21","","","2016-05-01"]
["10071538","AG","Agitateur chauffant","CH21/P305","Pharmaceutical - ligne 5","SB302","R450000367","STUART","","B0059","PROD APPR OAPP QAPP","2016-12-15","CH20A54057","2017-02-01","M","B102","","PM-D1","CH21","","","2017-01-03"]
["10003422","AG01","AGITATEUR  IKA","CH21/S099","Dispo","RK I RKG","1008","IKA-WERKE","","A1035","OUT  GMP  APPR OAPP QAPP","1986-01-01","CH20A54052","2010-09-10","M","B101","","PM-A","CH21","","A1035","2010-09-10"]
["10002534","AG02AG011","ROLLER BOTTLES","CH21/P111","Zone  USP1 et USP4","","4MB2-1331","Bellco Glass, Inc.","","A0157","PROD GMP  APPR OAPP QAPP","1987-01-01","CH20A54055","2010-09-10","M","B101","","PM-A","CH21","","","2010-09-10"]
["10004204","AG02AG017","ROLLER BOTTLES","CH21/P111","Zone  USP1 et USP4","","4MB2-1152","Bellco Glass, Inc.","","A0157","PROD GMP  APPR OAPP QAPP","1987-01-01","CH20A54055","2010-09-10","M","B101","","PM-A","CH21","","","2010-09-10"]
["10002523","AG02AG028","ROLLER BOTTLES","CH21/P111","Zone  USP1 et USP4","","4MB2-1744","Bellco Glass, Inc.","","A0152","PROD GMP  APPR OAPP QAPP","1987-01-01","CH20A54055","2010-09-10","M","B101","","PM-A","CH21","","","2010-09-10"]
["10003398","AG02AG030","ROLLER BOTTLES","CH21/P111","Zone  USP1 et USP4","","4M2-1164","Bellco Glass, Inc.","","A0157","PROD GMP  APPR OAPP QAPP","1987-01-01","CH20A54055","2010-09-10","M","B101","","PM-A","CH21","","","2010-09-10"]
["10001219","AG02AG035","ROLLER BOTTLES","CH21/P111","Zone  USP1 et USP4","","4MB2-1148","Bellco Glass, Inc.","","A0157","PROD GMP  APPR OAPP QAPP","1987-01-01","CH20A54055","2010-09-10","M","B101","","PM-A","CH21","","","2010-09-10"]
["10003499","AG02AG041","ROLLER BOTTLES","CH21/P111","Zone  USP1 et USP4","","4MB2-1328","Bellco Glass, Inc.","","A0147","PROD GMP  APPR OAPP QAPP","1987-01-01","CH20A54055","2010-09-10","M","B101","","PM-A","CH21","","","2010-09-10"]
["10002861","AG02AG045","ROLLER BOTTLES","CH21/P111","Zone  USP1 et USP4","","4MB2-1326","Bellco Glass, Inc.","","A0157","PROD GMP  APPR OAPP QAPP","1987-01-01","CH20A54055","2010-09-10","M","B101","","PM-A","CH21","","","2010-09-10"]
["10003448","AG02AG051","ROLLER BOTTLES","CH21/P111","Zone  USP1 et USP4","","4MB2-1324","Bellco Glass, Inc.","","A0157","PROD GMP  APPR OAPP QAPP","1987-01-01","CH20A54055","2010-09-10","M","B101","","PM-A","CH21","","","2010-09-10"]
["10002881","AG02AG076","ROLLER BOTTLES","CH21/P151","Zone Production USP5 s/sol","","69B2-161","Bellco Glass, Inc.","","B0148","PROD GMP  APPR OAPP QAPP","1993-11-01","CH20A54055","2010-09-10","M","B102","","PM-A","CH21","","","2010-09-10"]
["10003077","AG02AG078","ROLLER BOTTLES","CH21/P111","Zone  USP1 et USP4","","69B2-129","Bellco Glass, Inc.","","B1056","PROD GMP  APPR OAPP QAPP","1993-11-01","CH20A54055","2010-09-10","M","B102","","PM-A","CH21","","","2010-09-10"]
["10002820","AG02AG131","ROLLER BOTTLES","CH21/P111","Zone  USP1 et USP4","","69B2-145","Bellco Glass, Inc.","","A0152","PROD GMP  APPR OAPP QAPP","1993-11-01","CH20A54055","2010-09-10","M","B101","","PM-A","CH21","","","2010-09-10"]
["10000118","AG02AG133","Roller Bottle Rack","CH21/P111","Zone  USP1 et USP4","87","557","Bellco Glass, Inc.","","B1056","PROD GMP  APPR OAPP QAPP","1990-01-01","CH20A54055","2010-09-10","M","B102","","PM-A","CH21","","","2010-09-10"]
["10003504","AG204","AGITATEUR","CH21/P101","Tech Biotech","MC16","1600","DIVERS TIERS...","","B10105","PROD GMP  APPR OAPP QAPP","1990-01-01","CH20A54055","2010-09-10","M","B102","","PM-A","CH21","","","2010-09-10"]
["10003269","AG205","AGITATEUR","CH21/P101","Tech Biotech","MC16","1598","DIVERS TIERS...","","B10105","PROD GMP  APPR OAPP QAPP","1990-01-01","CH20A54055","2010-09-10","M","B102","","PM-A","CH21","","","2010-09-10"]
["10002498","AG206","AGITATEUR","CH21/P101","Tech Biotech","MC16","1599","DIVERS TIERS...","","B10105","PROD GMP  APPR OAPP QAPP","1990-01-01","CH20A54055","2010-09-10","M","B102","","PM-A","CH21","","","2010-09-10"]
["10002244","AG207","AGITATEUR","CH21/P101","Tech Biotech","MC16","1170","DIVERS TIERS...","","B10105","PROD GMP  APPR OAPP QAPP","1990-01-01","CH20A54055","2010-09-10","M","B102","","PM-A","CH21","","","2010-09-10"]
["10002504","AG209","AGITATEUR MAGNETIQUE","CH21/P151","Zone Production USP5 s/sol","MC16","1168","DIVERS TIERS...","","B0144","PROD APPR OAPP QAPP","2009-06-29","CH20A54055","2010-09-10","M","B102","","PM-A","CH21","","","2010-09-10"]
["10002729","AG210","AGITATEUR MAGNETIQUE","CH21/S099","Dispo","MC16","1164","DIVERS TIERS...","","B0144","OUT  APPR OAPP QAPP","2009-06-29","CH20A54052","2010-09-10","M","B102","","PM-A","CH21","","B0144","2010-09-10"]
["10002755","AG212","AGITATEUR","CH21/S099","Dispo","7760-06285","2GJD2-619","DIVERS TIERS...","","A0147","OUT  GMP  APPR OAPP QAPP","1990-01-01","CH20A54052","2010-09-10","M","B101","","PM-A","CH21","","A0147","2010-09-10"]
["10003500","AG215","AGITATEUR","CH21/P170","Zone Production de Milieu s/sol","R472","625935","IKA-WERKE","","B0142","PROD GMP  BUS  APPR OAPP QAPP","1990-01-01","CH20A54055","2010-09-10","M","B102","","PM-A","CH21","","","2010-09-10"]
["10003521","AG219","AGITATEUR MAGNETIQUE","CH21/P101","Tech Biotech","MR2000","04058","","","B10105","PROD GMP  APPR OAPP QAPP","1990-01-01","CH20A54055","2010-09-10","M","B102","","PM-A","CH21","","","2010-09-10"]
["10002938","AG225","AGITATEUR MAGNETIQUE","CH21/P128","Zone  DSP2","RZR2051","501-20510-00","HEIDOLPH","","B1073","PROD APPR OAPP QAPP","1993-02-23","CH20A54055","2010-09-10","M","B102","","PM-A","CH21","","","2010-09-10"]
["10000131","AG226","AGITATEUR mécanique","CH21/P121","Zone  DSP1","RW470","7589938NK05","HEIDOLPH","","B1025","PROD APPR OAPP QAPP","1994-03-03","CH20A54055","2010-09-10","M","B102","X","PM-A","CH21","","","2010-09-10"]
["10003238","AG228","AGITATEUR MAGNETIQUE","CH21/P152","Zone Production DSP","CIMAREC","610920583154","THERMOLINE","","A1023","PROD APPR OAPP QAPP","1993-03-31","CH20A54055","2010-09-10","M","B101","","PM-A","CH21","","","2010-09-10"]
["10004225","AG229","AGITATEUR","CH21/P111","Zone  USP1 et USP4","VORTEX GENIE 2","59581","SCIENTIFIC INDUSTRIE","","B1056","PROD GMP  APPR OAPP QAPP","1993-03-29","CH20A54055","2010-09-10","M","B102","","PM-A","CH21","","","2010-09-10"]
["10002241","AG235","AGITATEUR VORTEX","CH21/P101","Tech Biotech","VORTEX GENIE 2","2-59562","SCIENTIFIC INDUSTRIE","","B10105","PROD GMP  APPR OAPP QAPP","1993-04-01","CH20A54055","2010-09-10","M","B102","","PM-A","CH21","","","2010-09-10"]
["10002513","AG238","AGITATEUR VORTEX","CH21/P152","Zone Production DSP","REAX 2000","23990","","","A1023","PROD APPR OAPP QAPP","1995-01-01","CH20A54055","2010-09-10","M","B101","","PM-A","CH21","","","2010-09-10"]
["10004232","AG242","AGITATEUR MAGNETIQUE","CH21/P122","Zone DSP4","RET-B","836823","IKA-WERKE","","B10150","PROD APPR OAPP QAPP","1996-04-01","CH20A54055","2010-09-10","M","B102","","PM-A","CH21","","","2010-09-10"]
["10002240","AG244","AGITATEUR","CH21/S099","Dispo","RZR50L","02724","HEIDOLPH","","B10121","OUT  APPR OAPP QAPP","1985-01-01","CH20A54052","2010-09-10","M","B102","","PM-A","CH21","","B10121","2010-09-10"]
["10002543","AG246","AGITATEUR VORTEX GENIE 2","CH21/P122","Zone DSP4","G-560E","75031","SCIENTIFIC INDUSTRIE","","B10144","PROD APPR OAPP QAPP","1997-02-01","CH20A54055","2010-09-10","M","B102","","PM-A","CH21","","","2010-09-10"]
["10002587","AG247","AGITATEUR","CH21/S400","Quality Control","THERMOSTAR","300-0227","THERMOLINE","","A1020","PROD GMP  APPR OAPP QAPP","1997-03-01","CH20A55050","2010-09-10","M","B101","","PM-V2","CH21","","","2010-09-10"]
["10002237","AG249","AGITATEUR MAGNETIQUE","CH21/P122","Zone DSP4","CIMAREL 3","1074970159477","THERMOLINE","","B10144","PROD APPR OAPP QAPP","1997-05-01","CH20A54055","2010-09-10","M","B102","","PM-A","CH21","","","2010-09-10"]
["10002236","AG250","AGITATEUR MAGNETIQUE","CH21/S099","Dispo","IKA RCT BASIC","N/A","IKA-WERKE","","A1033","OUT  APPR OAPP QAPP","1997-08-01","CH20A54052","2010-09-10","M","B101","","PM-A","CH21","","A1033","2010-09-10"]
["10003452","AG253","AGITATEUR","CH21/P152","Zone Production DSP","HEIDELF RZR50L","01516","HEIDOLPH","","A1023","PROD APPR OAPP QAPP","1990-01-01","CH20A54055","2010-09-10","M","B101","","PM-A","CH21","","","2010-09-10"]
["10003019","AG256","AGITATEUR mécanique","CH21/P121","Zone  DSP1","RW28","00.061861","WINIGER FISHER AG","BULK INT LH","B1094","PROD APPR OAPP QAPP","1998-01-01","CH20A54055","2010-09-10","M","B102","","PM-A","CH21","","","2010-09-10"]
["10002021","AG257","AGITATEUR  IKA","CH21/P302","Pharmaceutical - ligne 2","EUROSTAR DIGITAL","98050003","IKA-WERKE","","M0025","PROD APPR OAPP QAPP","2000-04-17","CH20A54057","2010-09-10","M","B103","","PM-D1","CH21","","","2010-09-10"]
["10003402","AG258","Agitateur Eurostar Powerbasic","CH21/P302","Pharmaceutical - ligne 2","EUROSTAR POWERBASIC","00.089490","IKA-WERKE","","M0025","PROD APPR OAPP QAPP","2000-04-27","CH20A54057","2010-09-10","M","B103","","PM-D1","CH21","","","2010-09-10"]
["10002627","AG259","table de formulation avec 2 agitateurs","CH21/P302","Pharmaceutical - ligne 2","MIDI MR1 DIGITAL","00104676 ET 00104677","IKA-WERKE","","M0025","PROD APPR OAPP QAPP","1999-11-29","CH20A54057","2010-09-10","M","B103","","PM-D1","CH21","","","2010-09-10"]
["10002012","AG260","Agitateur mécanique digital  ( mobile)","CH21/P303","Pharmaceutical - ligne 3","IKA EUROSTAR DIGITAL","00.057941","TKA-LABORTECHNIK","","B0042","PROD APPR OAPP QAPP","2000-06-23","CH20A54057","2010-09-10","M","B102","","PM-D1","CH21","","","2010-09-10"]
["10003275","AG261","Plateau d'agitateur (barreau aimanté)","CH21/P111","Zone  USP1 et USP4","MIDI MR 1D","00-146686","IKA-WERKE","","B1055-58","PROD APPR OAPP QAPP","2000-09-21","CH20A54055","2010-09-10","M","B102","","PM-A","CH21","","","2010-09-10"]
["10002054","AG262","Plateau agitateur ( barreau aimanté)","CH21/P111","Zone  USP1 et USP4","IKAMAG MIDI MR1 DIGITAL","00-111517","IKA-WERKE","","B1055-58","PROD APPR OAPP QAPP","2000-09-21","CH20A54055","2010-09-10","M","B102","","PM-A","CH21","","","2010-09-10"]
["10002076","AG264","AGITATEUR","CH21/P111","Zone  USP1 et USP4","VKS75A CONTROL/BÜHLER","6111AL00024","Johanne Otto GMBLT","","A0152","PROD GMP  APPR OAPP QAPP","2001-03-09","CH20A54055","2010-09-10","M","B101","","PM-A","CH21","","","2010-09-10"]
["10002073","AG267","AGITATEUR","CH21/P111","Zone  USP1 et USP4","VKS75A CONTROL/BÜHLER","6111AL00026","Johanne Otto GMBLT","","A0152","PROD GMP  APPR OAPP QAPP","2001-03-09","CH20A54055","2010-09-10","M","B101","","PM-A","CH21","","","2010-09-10"]
["10002830","AG268","Plateau d'agitateur (barreau aimanté)","CH21/P111","Zone  USP1 et USP4","MIDI MR 1D","00.179286","IKA-WERKE","","B1055-58","PROD APPR OAPP QAPP","2001-03-14","CH20A54055","2010-09-10","M","B102","","PM-A","CH21","","","2010-09-10"]
["10003307","AG269","Plateau d'agitateur (barreau aimanté)","CH21/P111","Zone  USP1 et USP4","MIDI MR 1D","00.179292","IKA-WERKE","","B1055-58","PROD APPR OAPP QAPP","2001-03-14","CH20A54055","2010-09-10","M","B102","","PM-A","CH21","","","2010-09-10"]
["10001930","AG271","Agitateur orbital","CH21/P111","Zone  USP1 et USP4","AK 82/TR 225","104674","INFORS AG","","A0152","PROD GMP  APPR OAPP QAPP","2002-10-18","CH20A54055","2010-09-10","M","B101","","PM-A","CH21","","","2010-09-10"]
["10001929","AG272","Agitateur orbital","CH21/P111","Zone  USP1 et USP4","AK 82/TR 225","104673","INFORS AG","","B1056","PROD GMP  APPR OAPP QAPP","2002-10-18","CH20A54055","2010-09-10","M","B102","","PM-A","CH21","","","2010-09-10"]
["10001928","AG273","Agitateur orbital","CH21/P111","Zone  USP1 et USP4","AK 82/TR 225","104676","INFORS AG","","B1056","PROD GMP  APPR OAPP QAPP","2002-10-18","CH20A54055","2010-09-10","M","B102","","PM-A","CH21","","","2010-09-10"]
["10001927","AG274","Agitateur orbital","CH21/P118","Zone Production USP2","AK 82/TR 225","104677","INFORS AG","","B1072","PROD GMP  APPR OAPP QAPP","2002-10-18","CH20A54055","2010-09-10","M","B102","","PM-A","CH21","","","2010-09-10"]
["10001926","AG275","Agitateur orbital","CH21/P152","Zone Production DSP","AK 82/TR 225","104675","INFORS AG","","A1023","PROD APPR OAPP QAPP","2002-10-18","CH20A54055","2010-09-10","M","B101","","PM-A","CH21","","","2010-09-10"]
["10001818","AG276","Agitateur orbital AK82","CH21/P101","Tech Biotech","AK 82/TR 225","105401","INFORS AG","","B0149","PROD GMP  APPR OAPP QAPP","2003-06-23","CH20A54055","2010-09-10","M","B102","","PM-A","CH21","","","2010-09-10"]
["10001816","AG278","Agitateur orbital AK82","CH21/P151","Zone Production USP5 s/sol","AK 82/TR 225","105403","INFORS AG","","B0152","PROD GMP  APPR OAPP QAPP","2003-06-23","CH20A54055","2010-09-10","M","B102","","PM-A","CH21","","","2010-09-10"]
["10001815","AG279","Agitateur orbital AK82","CH21/P118","Zone Production USP2","AK 82/TR 225","105404","INFORS AG","","B1072","PROD GMP  APPR OAPP QAPP","2003-06-23","CH20A54055","2010-09-10","M","B102","","PM-A","CH21","","","2010-09-10"]
["10001662","AG284","Agitateur Mitsubishi","CH21/P111","Zone  USP1 et USP4","S500","40220926","MITSUBISHI / STANFORD","","A0115","PROD GMP  APPR OAPP QAPP","2005-07-11","CH20A54055","2010-09-10","M","B101","","PM-A","CH21","","","2010-09-10"]
["10001661","AG285","Agitateur Mitsubishi","CH21/P111","Zone  USP1 et USP4","S500","20112628","MITSUBISHI / STANFORD","","A0115","PROD GMP  APPR OAPP QAPP","2005-07-11","CH20A54055","2010-09-10","M","B101","","PM-A","CH21","","","2010-09-10"]
["10001678","AG289","AGITATEUR MAGNETIQUE","CH21/P120","Zone  DSP3","MIDI MR 1","427682","IKA-WERKE","","B10149","PROD APPR OAPP QAPP","2005-12-01","CH20A54055","2010-09-10","M","B102","","PM-A","CH21","","","2010-09-10"]
["10001809","AG290","Agitateur BioWave 50 SPS","CH21/S099","Dispo","116.001.A","00077.1105.50SPS","WAVE BIOTECH AG","","B1072","PROD GMP  BUS  APPR OAPP QAPP","2005-12-19","CH20A54055","2010-09-10","M","B102","","PM-A","CH21","","","2010-09-10"]
["10001808","AG291","Agitateur BioWave 50 SPS","CH21/S099","Dispo","116.001.A","00078.1105.50SPS","WAVE BIOTECH AG","","B1072","PROD GMP  BUS  APPR OAPP QAPP","2005-12-19","CH20A54055","2010-09-10","M","B102","","PM-A","CH21","","","2010-09-10"]
["10001807","AG292","Agitateur BioWave 50 SPS","CH21/S099","Dispo","116.001.A","00076.1105.50SPS","WAVE BIOTECH AG","","B1072","PROD GMP  BUS  APPR OAPP QAPP","2005-12-19","CH20A54055","2010-09-10","M","B102","","PM-A","CH21","","","2010-09-10"]
["10001582","AG293","Agitateur","CH21/P128","Zone  DSP2","ARH-1-GM297C002-V4ARIL225","133528","Jahns Regulatoren GmbH","","B10114","PROD GMP  BUS  APPR OAPP QAPP","2006-03-17","CH20A54055","2010-09-10","M","B102","","PM-A","CH21","","","2010-09-10"]
["10000016","AG297","Agitateur mag.supraconducteur","CH21/P120","Zone  DSP3","DB-200E","LMD122-067","LevTech, Inc.","","B10128","PROD APPR OAPP QAPP","2006-11-15","CH20A54055","2010-09-10","M","B102","","PM-A","CH21","","","2010-09-10"]
["10000021","AG298","Agitateur magnétique supraconducteur","CH21/P120","Zone  DSP3","DB-200E","LMD122-053","LevTech, Inc.","","B10128","PROD APPR OAPP QAPP","2006-11-15","CH20A54055","2010-09-10","M","B102","","PM-A","CH21","","","2010-09-10"]
["10001578","AG299","AGITATEUR MAGNETIQUE","CH21/P120","Zone  DSP3","MIDI MR 1D","00.104673","IKA-WERKE","","B1057","PROD APPR OAPP QAPP","2007-05-01","CH20A54055","2010-09-10","M","B102","","PM-A","CH21","","","2010-09-10"]
["10001541","AG306","Agitateur orbital","CH21/P151","Zone Production USP5 s/sol","KS260 CONTROL","01.670640","IKA-WERKE","","B0152","PROD GMP  APPR OAPP QAPP","2008-07-03","CH20A54055","2010-09-10","M","B102","","PM-A","CH21","","","2010-09-10"]
["10001540","AG307","Agitateur orbital","CH21/P111","Zone  USP1 et USP4","KS260 CONTROL","01.670642","IKA-WERKE","","A0152","PROD GMP  APPR OAPP QAPP","2008-07-03","CH20A54055","2010-09-10","M","B101","","PM-A","CH21","","","2010-09-10"]
["10003779","AG309","AGITATEUR MAGNETIQUE","CH21/P121","Zone  DSP1","MIDI MR 1D","01.680657","IKA-WERKE","Concentration LH","B1025","PROD APPR OAPP QAPP","2008-10-01","CH20A54055","2010-09-10","M","B102","","PM-A","CH21","","","2010-09-10"]
["10003780","AG310","AGITATEUR MAGNETIQUE","CH21/P121","Zone  DSP1","MIDI MR 1D","01.680648","IKA-WERKE","","B1023","PROD APPR OAPP QAPP","2008-10-01","CH20A54055","2010-09-10","M","B102","","PM-A","CH21","","","2010-09-10"]
["10000870","AG311","Agitateur à engrenage","CH21/P151","Zone Production USP5 s/sol","EURO-ST-P-CV-P1","01.680923","IKA-WERKE","","B0148","PROD APPR OAPP QAPP","2008-11-01","CH20A54055","2010-09-10","M","B102","","PM-A","CH21","","","2010-09-10"]
["10003748","AG312","Agitateur à pales","CH21/P303","Pharmaceutical - ligne 3","EUROSTAR POWER BASIC","01693573","IKA-WERKE","","B0042","PROD APPR OAPP QAPP","2008-11-20","CH20A54057","2010-09-10","M","B102","","PM-D1","CH21","","","2010-09-10"]
["10003747","AG313","Agitateur à pales","CH21/P302","Pharmaceutical - ligne 2","EUROSTAR POWER DIGITAL","01680274","IKA-WERKE","","M0027","PROD APPR OAPP QAPP","2008-11-20","CH20A54057","2010-09-10","M","B103","","PM-D1","CH21","","","2010-09-10"]
["10003580","AG314","AGITATEUR MAGNETIQUE","CH21/P121","Zone  DSP1","MIDI MR1D","01.685123","IKA-WERKE","Concentration LH","B10134","PROD APPR OAPP QAPP","2009-07-14","CH20A54055","2010-09-10","M","B102","","PM-A","CH21","","","2010-09-10"]
["10002538","AG315","AGITATEUR MAGNETIQUE","CH21/P121","Zone  DSP1","MAXIMR1 DIGITAL","744923","TKA-LABORTECHNIK","","B1020","PROD APPR OAPP QAPP","2010-01-13","CH20A54055","2010-09-10","M","B102","","PM-A","CH21","","","2010-09-10"]
["10003559","AG316","AGITATEUR MECANIQUE","CH21/P128","Zone  DSP2","RW16","01.419154","IKA WERKE GMBH & CO","","B10114","PROD APPR OAPP QAPP","2010-01-13","CH20A54055","2010-09-10","M","B102","","PM-A","CH21","","","2010-09-10"]
["10043245","AG317","Agitateur incubateur","CH21/S400","Quality Control","444-0272","101027001","VWR","","A1039","PROD GMP  APPR OAPP QAPP","2010-12-01","CH20A55050","2011-01-07","M","B101","","PM-V2","CH21","","","2011-01-01"]
["10045960","AG318","Agitateur incubateur de plaque","CH21/P150","Zone  IPC Biotechnologie","N/A","980141 CA","VWR INTERNATIONAL","","A1033","PROD GMP  APPR OAPP QAPP","2011-06-21","CH20A54055","2011-06-23","M","B101","","PM-A","CH21","","","2011-06-21"]
["10058893","AG319","Agitateur magnétique multiposte","CH21/P306","Pharmaceutical - ligne 6","MULTI POINT 6","CN20347","THERMO FISCHER SCIENTIFIC AG","","B0022","PROD GMP  APPR OAPP QAPP","2012-06-15","CH20A54057","2012-06-26","M","B102","","PM-D1","CH21","","","2012-12-01"]
["10058899","AG320","Agitateur magnétique multiposte","CH21/P306","Pharmaceutical - ligne 6","MULTI POINT 6","CN20348","THERMO FISCHER SCIENTIFIC AG","","B0022","PROD GMP  APPR OAPP QAPP","2012-06-15","CH20A54057","2012-06-26","M","B102","","PM-D1","CH21","","","2012-12-01"]
["10058900","AG321","Agitateur magnétique simple","CH21/P306","Pharmaceutical - ligne 6","MAX DRIVE","1203002","THERMO FISCHER SCIENTIFIC AG","","B0022","PROD GMP  APPR OAPP QAPP","2012-06-15","CH20A54057","2012-06-26","M","B102","","PM-D1","CH21","","","2012-12-01"]
["10058901","AG322","Agitateur magnétique simple","CH21/P306","Pharmaceutical - ligne 6","MAX DRIVE","122005","THERMO FISCHER SCIENTIFIC AG","","B0022","PROD GMP  APPR OAPP QAPP","2012-06-15","CH20A54057","2012-06-27","M","B102","","PM-D1","CH21","","","2012-12-01"]
["10058902","AG323","Agitateur magnétique","CH21/P306","Pharmaceutical - ligne 6","POLGMIX PXSR90D","PF809-0027-01-02","Kinematica AG","","B0022","PROD GMP  APPR OAPP QAPP","2012-06-15","CH20A54057","2012-06-27","M","B102","","PM-D1","CH21","","","2012-12-01"]
["10058903","AG324","Agitateur magnétique","CH21/P306","Pharmaceutical - ligne 6","POLGMIX PXSR90D","PF809-0027-01-01","Kinematica AG","","B0022","PROD GMP  APPR OAPP QAPP","2012-06-15","CH20A54057","2012-06-27","M","B102","","PM-D1","CH21","","","2012-12-01"]
["10058904","AG325","Agitateur IKA","CH21/P306","Pharmaceutical - ligne 6","EUROSTAR DIGITAL","06067342","THERMO FISCHER SCIENTIFIC AG","","B0022","PROD GMP  APPR OAPP QAPP","2012-06-15","CH20A54057","2012-06-27","M","B102","","PM-D1","CH21","","","2012-12-01"]
["10058905","AG326","Agitateur IKA","CH21/P306","Pharmaceutical - ligne 6","EUROSTAR DIGITAL","06060190","THERMO FISCHER SCIENTIFIC AG","","B0022","PROD GMP  APPR OAPP QAPP","2012-06-15","CH20A54057","2012-06-27","M","B102","","PM-D1","CH21","","","2012-12-01"]
["10074788","AG327","AG327_AGITATEUR MAGNETIQUE Variomag","CH21/P122","Zone DSP4","POWER DIRECT","CN46310","THERMO FISHER SCIENTIFIC","","B10150","PROD GMP  BUS  APPR OAPP QAPP","2017-12-20","CH20A54055","2018-01-11","M","B102","","PM-V1","CH21","","","2018-02-03"]
["10075090","AG328","AG328 AGITATEUR MAGNETIQUE","CH21/P120","Zone  DSP3","MAG MIX DRIVE UNIT","MM-01248","SARTORIUS","","B0144","PROD GMP  APPR OAPP QAPP","2017-12-20","CH20A54055","2018-01-30","M","B102","","PM-A","CH21","","","2018-01-15"]
["10075715","AG329","AG329: Agitateur sur potence","CH21/P122","Zone DSP4","RW 47 DIGITAL S10","08.088521","IKA WERKE GMBH & CO","","B10145","PROD GMP  BUS  APPR OAPP QAPP","2017-08-24","CH20A54055","2018-02-27","M","B102","","PM-A","CH21","","","2018-02-14"]
["10079432","AG330","AG330 Agitateur magnétique","CH21/P101","Tech Biotech","MIDI MR1 DIGITAL","08.095250","IKA WERKE GMBH & CO","","A0129","PROD GMP  APPR OAPP QAPP","2018-05-01","CH20A54055","2018-09-13","M","B101","","PM-V4","CH21","","","2019-09-01"]
["10079433","AG331","AG331 Agitateur magnétique","CH21/P101","Tech Biotech","MIDI MR1 DIGITAL","08.095247","IKA WERKE GMBH & CO","","A0129","PROD GMP  APPR OAPP QAPP",null,"CH20A54055","2018-09-13","M","B101","","PM-V4","CH21","","","2019-09-01"]
["10074495","AL","POWER SUPPLY","CH21/S400","Quality Control","POWERPAC","042BR19438","BIO-RAD LABORATORIES AG","","A1044","PROD GMP  APPR OAPP QAPP","2017-11-03","CH20A55050","2017-12-19","M","B101","","PM-V2","CH21","","","2018-02-01"]
["10074496","AL","POWER SUPPLY","CH21/S400","Quality Control","POWERPAC","042BR19444","BIO-RAD LABORATORIES AG","","A1044","PROD GMP  APPR OAPP QAPP","2017-11-03","CH20A55050","2017-12-19","M","B101","","PM-V2","CH21","","","2018-02-01"]
["10005934","AL18","POWER SUPPLY","CH21/S099","Dispo","MULTIDRIVE XL","8013154602141","1000001473","","A0045","STO  APPR OAPP QAPP","1990-01-01","CH20A54052","2010-09-10","M","B101","","PM-V2","CH21","","","2010-09-10"]
["10002671","AL19","ALIMENTATION","CH21/S400","Quality Control","EPS 3500","56115552G6004098","GE HEALTHCARE EUROPE GMBH","","A1066","PROD GMP  APPR OAPP QAPP","1996-08-01","CH20A55050","2010-09-10","M","B101","","PM-V2","CH21","","","2010-09-10"]
["10002970","AL20","ALIMENTATION","CH21/S400","Quality Control","EPS 3500","56115552GO004309","GE HEALTHCARE EUROPE GMBH","","A1044","PROD GMP  APPR OAPP QAPP","1996-11-01","CH20A55050","2010-09-10","M","B101","","PM-V2","CH21","","","2010-09-10"]
["10005851","AL23","ALIMENTATION","CH21/S099","Dispo","EPS 3500","56115552H5004855","1000001473","","A0045","STO  APPR OAPP QAPP","1997-07-01","CH20A54052","2010-09-10","M","B101","","PM-V2","CH21","","","2010-09-10"]
["10006001","AL24","ALIMENTATION","CH21/S099","Dispo","EPS 3500","56115552H5004854","1000001473","","A0045","STO  APPR OAPP QAPP","1997-07-01","CH20A54052","2010-09-10","M","B101","","PM-V2","CH21","","stock A0145","2010-09-10"]
["10003044","AL25","ALIMENTATION","CH21/S400","Quality Control","EPS 3500","56115552H8004999","1000001473","","A1066","PROD GMP  APPR OAPP QAPP","1997-09-01","CH20A55050","2010-09-10","M","B101","","PM-V2","CH21","","","2010-09-10"]
["10003318","AL26","ALIMENTATION","CH21/S400","Quality Control","EPS 3500","56115552H8004997","1000001473","","A1066","PROD GMP  APPR OAPP QAPP","1997-09-01","CH20A55050","2010-09-10","M","B101","","PM-V2","CH21","","","2010-09-10"]
["10003342","AL27","ALIMENTATION","CH21/S400","Quality Control","POWERPAC300","283BR04336","BIO-RAD LABORATORIES AG","","","PROD APPR OAPP QAPP","1997-10-01","CH20A55050","2010-09-10","M","B101","","PM-V2","CH21","","","2010-09-10"]
["10002439","AL31","ALIMENTATION","CH21/S400","Quality Control","EPS3500","56115552J7005546","PHARMACIA-TEST","","A1066","PROD GMP  APPR OAPP QAPP","1998-09-01","CH20A55050","2010-09-10","M","B101","","PM-V2","CH21","","","2010-09-10"]
["10004218","AL32","ALIMENTATION","CH21/S400","Quality Control","EPS3500","56115552J7005539","PHARMACIA-TEST","","A1066","PROD GMP  APPR OAPP QAPP","1998-09-01","CH20A55050","2010-09-10","M","B101","","PM-V2","CH21","","","2010-09-10"]
["10005544","AL33","ALIMENTATION","CH21/S099","Dispo","EC6000P","6L490008-2-B","DIVERS TIERS...","","A0045","STO  APPR OAPP QAPP","1998-10-01","CH20A54052","2010-09-10","M","B101","","PM-V2","CH21","","","2010-09-10"]
["10003753","AL35","ALIMENTATION: power supply","CH21/S400","Quality Control","POWER EASE 500","446452-103","INVITROGEN LTD","","A1020","PROD GMP  APPR OAPP QAPP","2008-07-01","CH20A55050","2010-09-10","M","B101","","PM-V2","CH21","","","2010-09-10"]
["10079792","AL36","AL36 POWER SUPPLY","CH21/S400","Quality Control","EPS 3501","J3000280","GE HEALTHCARE EUROPE GMBH","","A1066","PROD GMP  APPR OAPP QAPP","2018-05-01","CH20A55050","2018-10-15","M","B101","","PM-V1","CH21","","","2018-10-31"]
["10079793","AL37","AL37 POWER SUPPLY","CH21/S400","Quality Control","EPS 3501","J3000274","GE HEALTHCARE EUROPE GMBH","","A1066","PROD GMP  APPR OAPP QAPP","2018-05-01","CH20A55050","2018-10-15","M","B101","","PM-V1","CH21","","","2018-10-31"]
["10079794","AL38","AL38 POWER SUPPLY","CH21/S400","Quality Control","EPS 3501","J3000273","GE HEALTHCARE EUROPE GMBH","","A1066","PROD GMP  APPR OAPP QAPP","2018-05-01","CH20A55050","2018-10-15","M","B101","","PM-V1","CH21","","","2018-10-31"]
["10079795","AL39","AL39 POWER SUPPLY","CH21/S400","Quality Control","EPS 3501","J3000275","GE HEALTHCARE EUROPE GMBH","","A1066","PROD GMP  APPR OAPP QAPP","2018-05-01","CH20A55050","2018-10-15","M","B101","","PM-V1","CH21","","","2018-10-31"]
["10079796","AL40","AL40 POWER SUPPLY","CH21/S400","Quality Control","EPS 3501","J3000264","GE HEALTHCARE EUROPE GMBH","","A1066","PROD GMP  APPR OAPP QAPP","2018-05-01","CH20A55050","2018-10-15","M","B101","","PM-V1","CH21","","","2018-10-31"]
["10079797","AL41","AL41 POWER SUPPLY","CH21/S400","Quality Control","EPS 3501","GD000398","GE HEALTHCARE EUROPE GMBH","","A1066","PROD GMP  APPR OAPP QAPP","2018-05-01","CH20A55050","2018-10-15","M","B101","","PM-V1","CH21","","","2018-10-31"]
["10058906","AM","Boîtier de commande MAX Control","CH21/P306","Pharmaceutical - ligne 6","MAX CONTROL","1213005","THERMO FISCHER SCIENTIFIC AG","","B0022","PROD GMP  APPR OAPP QAPP","2012-06-15","CH20A54057","2012-06-27","M","B102","","PM-D1","CH21","","","2012-12-01"]
["10058907","AM","Boîtier de commande MAX Control","CH21/P306","Pharmaceutical - ligne 6","MAX CONTROL","1213004","THERMO FISCHER SCIENTIFIC AG","","B0022","PROD GMP  APPR OAPP QAPP","2012-06-15","CH20A54057","2012-06-27","M","B102","","PM-D1","CH21","","","2012-12-01"]
["10059463","AM","Armoire à solvant","CH21/P305","Pharmaceutical - ligne 5","30 BASICLINE UTS","95098/2012","DUPERTHAL","","B0058","PROD GMP  EHS  BUS  APPR OAPP QAPP","2012-09-01","CH20A54057","2012-09-12","M","B102","","PM-D1","CH21","","","2012-10-01"]
["10062232","AM","Armoire de stockage  solvants","CH21/S100","Logistic & Warehouse","FBM 61430 PLUS","11065-1147-100-001","DENIOS","SMF_WAREHOUSE","K00 EXT","PROD EHS  APPR OAPP QAPP","2012-11-29","CH20A53555","2013-07-04","M","B104","","PM-C6","CH21","","","2013-06-26"]
["10065156","AM","Armoire de commande bioréacteur 40/75l","CH21/P111","Zone  USP1 et USP4","N/A","N/A","C2B électronique Sarl","","B1042","PROD GMP  APPR OAPP QAPP","2014-04-23","CH20A54055","2014-04-23","M","B102","","PM-H","CH21","","","2016-12-10"]
["10065157","AM","Armoire de commande bioréacteur 40/75l","CH21/P111","Zone  USP1 et USP4","N/A","N/A","C2B électronique Sarl","","B1058","PROD GMP  APPR OAPP QAPP","2014-04-23","CH20A54055","2014-04-23","M","B102","","PM-H","CH21","","","2016-06-10"]
["10065158","AM","Armoire de commande bioréacteur 40/75l","CH21/P111","Zone  USP1 et USP4","N/A","N/A","C2B électronique Sarl","","B1058","PROD GMP  APPR OAPP QAPP","2014-04-23","CH20A54055","2014-04-23","M","B102","","PM-H","CH21","","","2016-12-10"]
["10065629","AM","Armoire de commande: Inactivation virale","CH21/P121","Zone  DSP1","N/A","N/A","SPSOLUTIONS","","B10134","PROD GMP  APPR OAPP QAPP","2014-07-01","CH20A54055","2014-08-11","M","B102","","PM-H","CH21","","","2014-12-01"]
["10065958","AM","Armoire: Solvants-acides-bases-chimiques","CH21/P160","Zone BULK PROD: SUPPORT","OT3066S","N/A","KOTTERMANN AG","","B1005","PROD EHS  APPR OAPP QAPP","2013-12-01","CH20A54055","2014-10-08","M","B102","","PM-C6","CH21","","","2014-07-28"]
["10067423","AM","Armoires Solvants-acides-bases-chimiques","CH21/P152","Zone Production DSP","377-014 375-058","377-0012 371-00002","KOTTERMANN AG","","A1023","PROD EHS  APPR OAPP QAPP","2013-12-01","CH20A54055","2015-03-13","M","B101","","PM-C6","CH21","","","2015-03-11"]
["10072319","AM","Armoire de commande bioréacteur 40/75l","CH21/P111","Zone  USP1 et USP4","N/A","N/A","C2B électronique Sarl","","B1058","PROD GMP  APPR OAPP QAPP","2017-05-25","CH20A54055","2017-05-05","M","B102","","PM-H","CH21","","","2017-05-25"]
["10072858","AM","Armoire anti feu pour produits dangereux","CH21/S400","Quality Control","EI90","A0101-195909-1717-9","Asecos","","A1080","PROD APPR OAPP QAPP","2017-08-11","CH20A55050","2017-08-21","M","B101","","PM-C6","CH21","","","2017-08-21"]
["10003542","AM02","Armoire à toxiques","CH21/S400","Quality Control","2-335C-RDDF","2-323-004502","KOTTERMANN AG","","A1078","PROD APPR OAPP QAPP","2009-11-06","CH20A55050","2010-09-10","M","B101","","PM-C6","CH21","","","2010-09-10"]
["10003541","AM03","Armoire à solvants","CH21/S400","Quality Control","FWF90(2-335-SSDREA)","149308-3","KOTTERMANN AG","","A1078","PROD APPR OAPP QAPP","2009-11-06","CH20A55050","2010-09-10","M","B101","","PM-C6","CH21","","","2010-09-10"]
["10003540","AM04","Armoire à acide/Base","CH21/S400","Quality Control","2-335 ACRFJ","N/A","KOTTERMANN AG","","A1078","PROD APPR OAPP QAPP","2009-11-06","CH20A55050","2010-09-10","M","B101","","PM-C6","CH21","","","2010-09-10"]
["10003539","AM05","Armoire à acide/Base","CH21/S400","Quality Control","2-335 ACRFJ","N/A","KOTTERMANN AG","","A1078","PROD APPR OAPP QAPP","2009-11-06","CH20A55050","2010-09-10","M","B101","","PM-C6","CH21","","","2010-09-10"]
["10003538","AM06","Armoire à Solvants","CH21/S400","Quality Control","2-335-SSJREA","N/A","KOTTERMANN AG","","A1044","PROD APPR OAPP QAPP","1990-01-01","CH20A55050","2010-09-10","M","B101","","PM-C6","CH21","","","2010-09-10"]
["10003533","AM07","Armoire de commande Bio","CH21/P111","Zone  USP1 et USP4","VBC4075","N/A","TELSA SA","","B1042","PROD GMP  APPR OAPP QAPP","2010-04-07","CH20A54055","2010-09-10","M","B102","","PM-H","CH21","","","2010-09-10"]
["10003532","AM08","Armoire de commande Bio","CH21/P111","Zone  USP1 et USP4","VBC4075","N/A","TELSA SA","","B1060","PROD GMP  APPR OAPP QAPP","2010-04-07","CH20A54055","2010-09-10","M","B102","","PM-H","CH21","","","2010-09-10"]
["10003531","AM09","Armoire de commande Bio","CH21/P111","Zone  USP1 et USP4","VBC4075","N/A","TELSA SA","","B1060","PROD GMP  APPR OAPP QAPP","2010-04-07","CH20A54055","2010-09-10","M","B102","","PM-H","CH21","","","2010-09-10"]
["10045761","AM10","Armoire à acide/Base ventilée","CH21/S400","Quality Control","2-335 DRDF","2-335-005304","KOTTERMANN AG","","A1033","PROD GMP  EHS  APPR OAPP QAPP","2011-06-07","CH20A55050","2011-06-16","M","B101","","PM-C6","CH21","","","2011-06-16"]
["10045762","AM11","Armoire à Sécurité (solvants) ventilée","CH21/S400","Quality Control","F90 (1,2M3)","6032325-10-1","KOTTERMANN AG","","A1033","PROD GMP  EHS  APPR OAPP QAPP","2011-06-07","CH20A55050","2011-06-16","M","B101","","PM-C6","CH21","","","2011-06-16"]
["10045763","AM12","Armoire à Toxiques, ventilée","CH21/S400","Quality Control","2-232C-RDDF","2-323-005184","KOTTERMANN AG","","A1033","PROD GMP  EHS  APPR OAPP QAPP","2011-06-07","CH20A55050","2011-06-16","M","B101","","PM-C6","CH21","","","2011-06-16"]
["10056056","AM13","Armoire de commande Bioréacteur  40/75L","CH21/P110","Zone Prod Biotech s/sol USP3","N/A","N/A","C2B électrotechnique","","B0144","PROD GMP  BUS  APPR OAPP QAPP","2011-12-01","CH20A54055","2012-01-11","M","B102","","PM-H","CH21","","","2012-01-11"]
["10056057","AM14","Armoire de commande Bioréacteur  40/75L","CH21/P151","Zone Production USP5 s/sol","N/A","N/A","C2B électrotechnique","","B0148","PROD GMP  BUS  APPR OAPP QAPP","2011-03-01","CH20A54055","2012-01-11","M","B102","","PM-H","CH21","","","2011-05-01"]
["10056058","AM15","Armoire de commande Bioréacteur  40/75L","CH21/P151","Zone Production USP5 s/sol","N/A","N/A","C2B électrotechnique","","B0148","PROD GMP  BUS  APPR OAPP QAPP","2011-03-01","CH20A54055","2012-01-11","M","B102","","PM-H","CH21","","","2011-05-01"]
["10056059","AM16","Armoire de commande Bioréacteur  40/75L","CH21/P151","Zone Production USP5 s/sol","N/A","N/A","C2B électrotechnique","","B0148","PROD GMP  BUS  APPR OAPP QAPP","2011-03-01","CH20A54055","2012-01-11","M","B102","","PM-H","CH21","","","2011-05-01"]
["10056060","AM17","Armoire de commande Bioréacteur  40/75L","CH21/P151","Zone Production USP5 s/sol","N/A","N/A","C2B électrotechnique","","B0148","PROD GMP  BUS  APPR OAPP QAPP","2011-03-01","CH20A54055","2012-01-11","M","B102","","PM-H","CH21","","","2011-05-01"]
["10003190","AP01","ASPIRATEUR CENTRAL NILFIS","CH21/P300","Pharmaceutical dry forms","GB826     NILFISK","1050730","NILFISK AG","","B0045","PROD APPR OAPP QAPP","1995-04-01","CH20A54057","2010-09-10","M","B102","","PM-D1","CH21","","","2010-09-10"]
["10002831","AP99AP003","MONOBROSSE (410528 2593)","CH21/S200","Technical services","SERVOMAT 515 I","410528 2593","WETROK AG...","","A0173","PROD APPR OAPP QAPP","1990-01-01","CH20A54052","2010-09-10","M","B101","","PM-G","CH21","","","2010-09-10"]
["10004258","AP99AP005","ASPIRATEUR (430106 80549)","CH21/S200","Technical services","DUOVAC 34","430106 80549","WETROK AG...","","B0120","PROD APPR OAPP QAPP","1990-01-01","CH20A54052","2010-09-10","M","B102","","PM-G","CH21","","","2010-09-10"]
["10002369","AP99AP007","ASPIRATEUR (430106 1620)","CH21/P300","Pharmaceutical dry forms","DUOVAC 18","430106 1620","WETROK AG...","","","PROD APPR OAPP QAPP","1990-01-01","CH20A54057","2010-09-10","M","B102","","PM-D1","CH21","","","2010-09-10"]
["10002368","AP99AP009","ASPIRATEUR (430077 2833)","CH21/P300","Pharmaceutical dry forms","SILENTO 5000/25","430077 2833","WETROK AG...","","","PROD APPR OAPP QAPP","1990-01-01","CH20A54057","2010-09-10","M","B102","","PM-D1","CH21","","","2010-09-10"]
["10002367","AP99AP010","ASPIRATEUR (430077 3020)","CH21/P300","Pharmaceutical dry forms","SILENTO 5000/25 RR","430077 3020","WETROK AG...","","","PROD APPR OAPP QAPP","1990-01-01","CH20A54057","2010-09-10","M","B102","","PM-D1","CH21","","","2010-09-10"]
["10002366","AP99AP011","MONOBROSSE (410518 5017)","CH21/S200","Technical services","SERVOMAT 413 KA","410518 5017","WETROK AG...","","LSA","PROD APPR OAPP QAPP","1990-01-01","CH20A54052","2010-09-10","M","B101","","PM-G","CH21","","","2010-09-10"]
["10002365","AP99AP012","ASPIRATEUR (430106 55090)","CH21/S099","Dispo","DUOVAC 25","430106 55090","WETROK AG...","","STOCK","OUT  APPR OAPP QAPP","1990-01-01","CH20A54052","2010-09-10","M","","","PM-A","CH21","","STOCK","2010-09-10"]
["10002364","AP99AP013","ASPIRATEUR (430071 10886)","CH21/P300","Pharmaceutical dry forms","SILENTO 5000","430071 10886","WETROK AG...","","","PROD APPR OAPP QAPP","1990-01-01","CH20A54057","2010-09-10","M","B102","","PM-D1","CH21","","","2010-09-10"]
["10002363","AP99AP014","ASPIRATEUR (430077 3029)","CH21/P300","Pharmaceutical dry forms","SILENTO 5000/25","430077 3029","WETROK AG...","","B0120","PROD APPR OAPP QAPP","1990-01-01","CH20A54057","2010-09-10","M","B102","","PM-D1","CH21","","","2010-09-10"]
["10003406","AP99AP015","ASPIRATEUR (460331 7007)","CH21/S200","Technical services","SERVOMATIC 43 KA","460331 7007","WETROK AG...","","B0120","PROD APPR OAPP QAPP","1990-01-01","CH20A54052","2010-09-10","M","B102","","PM-G","CH21","","","2010-09-10"]
["10004270","AP99AP016","ASPIRATEUR (460342 477)","CH21/S200","Technical services","DUOMATIC 500 BSM","460342 477","WETROK AG...","","B0120","PROD APPR OAPP QAPP","1990-01-01","CH20A54052","2010-09-10","M","B102","","PM-G","CH21","","","2010-09-10"]
["10002483","AP99AP017","AUTOLAVEUSE 460331 9510","CH21/S200","Technical services","SERVOMATIC 43KA","460331 9510","WETROK AG...","","A0173","PROD APPR OAPP QAPP","1990-01-01","CH20A54052","2010-09-10","M","B101","","PM-G","CH21","","","2010-09-10"]
["10003355","AP99AP019","ASPIRATEUR (430071 9221)","CH21/S200","Technical services","SILENTO 5000/PERMAVAC","430071 9221","WETROK AG...","","B1051","PROD APPR OAPP QAPP","1990-01-01","CH20A54052","2010-09-10","M","B102","","PM-G","CH21","","","2010-09-10"]
["10002799","AP99AP020","ASPIRATEUR (430106 78512)","CH21/S200","Technical services","DUOVAC 34","430106 78512","WETROK AG...","","A0173","PROD APPR OAPP QAPP","1990-01-01","CH20A54052","2010-09-10","M","B101","","PM-G","CH21","","","2010-09-10"]
["10003043","AS01","ASCENSEUR PH 80","CH21/S200","Technical services","","84.2776","LIFT AG","","A0171","PROD APPR OAPP QAPP","1983-01-01","CH20A54052","2010-09-10","M","B101","","PM-H1","CH21","","","2010-09-10"]
["10002850","AS02","ASCENSEUR PH 80","CH21/S200","Technical services","","84.2777","LIFT AG","","A0121","PROD APPR OAPP QAPP","1983-01-01","CH20A54052","2010-09-10","M","B101","","PM-H1","CH21","","","2010-09-10"]
["10003394","AS03","ASCENSEUR PH 90","CH21/S200","Technical services","","88.3641","LIFT AG","","B0184","PROD APPR OAPP QAPP","1989-01-01","CH20A54052","2010-09-10","M","B102","","PM-H1","CH21","","","2010-09-10"]
["10003367","AS04","ASCENSEUR PH 90","CH21/S200","Technical services","","88.3642","LIFT AG","","B0118","PROD APPR OAPP QAPP","1989-01-01","CH20A54052","2010-09-10","M","B102","","PM-H1","CH21","","","2010-09-10"]
["10002554","AS05","ASCENSEUR MONTE-CHARGE","CH21/S200","Technical services","","","LIFT AG","","B0131","PROD BUS  APPR OAPP QAPP","1989-01-01","CH20A54052","2010-09-10","M","B102","","PM-H1","CH21","","","2010-09-10"]
["10004306","AS07","ASCENSEUR PLATE-FORME 1tonne","CH21/S200","Technical services","HV 4,0/160","7155106","KEMPF & CO. AG.","","B0110-EN","PROD BUS  APPR OAPP QAPP","1989-01-01","CH20A54052","2010-09-10","M","B102","","PM-H1","CH21","","","2010-09-10"]
["10003076","AS08","ASCENSEUR PLATE-FORME  4 tonnes","CH21/S200","Technical services","HVD 1,0/240","7155105","KEMPF & CO. AG.","","B0003","PROD BUS  APPR OAPP QAPP","1989-01-01","CH20A54052","2010-09-10","M","B102","","PM-H1","CH21","","","2010-09-10"]
["10003523","AS11","PLATEFORME QUAI BAT. K.  4 tonnes","CH21/S200","Technical services","","","COBELUX SA","","K0002","PROD BUS  APPR OAPP QAPP","1998-04-01","CH20A54052","2010-09-10","M","B104","","PM-H1","CH21","","","2010-09-10"]
["10002620","AS12","MONTE-CHARGE MAGASIN","CH21/S200","Technical services","","","COBELUX SA","","K0104","PROD BUS  APPR OAPP QAPP","1998-04-01","CH20A54052","2010-09-10","M","B104","","PM-H1","CH21","","","2010-09-10"]
["10004197","AS14","PLATEFORME","CH21/S200","Technical services","","","COBELUX SA","","CC EXT.S","PROD APPR OAPP QAPP","1990-01-01","CH20A54052","2010-09-10","M","B203","","PM-H1","CH21","","","2010-09-10"]
["10001813","AS17","Potence avec moteur. Pronomic","CH21/P151","Zone Production USP5 s/sol","110P","17005-1384","","","B0148","PROD APPR OAPP QAPP","2005-07-19","CH20A54055","2010-09-10","M","B102","","PM-A","CH21","","","2010-09-10"]
["10001583","AS18","Chariot élévateur","CH21/P400","Packaging","HWE 100","9379/2007","","","B0026","PROD APPR OAPP QAPP","2007-04-05","CH20A54056","2010-09-10","M","B102","","PM-C4","CH21","","","2010-09-10"]
["10070784","AS19","AS19:  Ascenseur Personnel Sud","CH21/S200","Technical services","SWISSLIFT","10879276","AS ASCENSEURS SA","","S0103","PROD APPR OAPP QAPP","2016-08-01","CH20A54052","2016-11-09","M","B108","","PM-H1","CH21","","","2016-08-01"]
["10070785","AS20","AS20:  Ascenseur Personnel  Nord","CH21/S200","Technical services","SWISSLIFT","10879277","AS ASCENSEURS SA","","S0104","PROD APPR OAPP QAPP","2016-08-01","CH20A54052","2016-11-09","M","B108","","PM-H1","CH21","","","2016-08-01"]
["10070786","AS21","AS21:  Monte-Charge 5 t","CH21/S200","Technical services","CCD WARENAUFZUF HY","10879279","AS ASCENSEURS SA","","S0105","PROD APPR OAPP QAPP","2016-08-01","CH20A54052","2016-11-09","M","B108","","PM-H1","CH21","","","2016-08-01"]
["10070787","AS22","AS22:  Monte-Charge 3.5 t","CH21/S200","Technical services","3500VF100","10879278","AS ASCENSEURS SA","","S0106","PROD APPR OAPP QAPP","2016-08-01","CH20A54052","2016-11-09","M","B108","","PM-H1","CH21","","","2016-08-01"]
["10077008","AS23","AS23: Plateforme élévatrice 5000Kg","CH21/S200","Technical services","","","Rieder","","K0048","PROD APPR OAPP QAPP","2018-06-01","CH20A54052","2018-06-28","M","B104","","PM-G1","CH21","","","2018-06-01"]
["10000831","AT12","AUTOCLAVE AT12  FOF-2-S2-THEMA","CH21/P160/____AT12","AUTOCLAVE FOF-2-S2-THEMA","FOF-2-THEMA-2A","8293","FEDEGARI AUTOKLAVEN AG","","B10104","PROD GMP  BUS  APPR OAPP QAPP","1992-04-01","CH20A54055","2010-09-10","M","B102","","PM-A","CH21","","","2010-09-10"]
["10000077","AT19","AUTOCLAVE AT19","CH21/P302/____AT19","Autoclave","ADV-14-09-15/2F","K-01178","SBM SCHOELLER BLECKMANN","SMF_FDF_2","M0040-M0","PROD GMP  BUS  APPR OAPP QAPP","1999-07-01","CH20A54057","2010-09-10","M","B103","","PM-C7","CH21","","","2010-10-05"]
["10000066","AT22","AT22    AUTOCLAVE","CH21/P300/____AT22","AUTOCLAVE","9-6-9HS2  PST6050(IFIX)","LFI DIN 58950","SAUTER BUILDING CONTROL","SMF_FDF_3_5","B0036-B0","PROD GMP  BUS  APPR OAPP QAPP","2002-12-01","CH20A54057","2010-09-10","M","B102","","PM-C7","CH21","","","2010-09-10"]
["10000061","AT23","AT23   AUTOCLAVE","CH21/P305/____AT23","AUTOCLAVE","PST-9-6-9 HS2","10291","SAUTER BUILDING CONTROL","SMF_FDF_3_5","B0056","PROD GMP  EHS  BUS  APPR OAPP QAPP EAPP","2006-12-27","CH20A54057","2010-09-10","M","B102","","PM-C7","CH21","","","2010-09-10"]
["10000646","AT24","AUTOCLAVE AT24","CH21/P160/____AT24","AUTOCLAVE","19-9.5-16HS1","11269","BELIMED SAUTER AG","","B1096","PROD GMP  EHS  BUS  APPR OAPP QAPP","2008-12-16","CH20A54055","2010-09-10","M","B102","","PM-A","CH21","","","2010-09-10"]
["10000293","AT25","AUTOCLAVE AT25  FVA2/A1","CH21/S400/____AT25","AUTOCLAVE","FVA2/A1","NB2028AP","FEDEGARI AUTOKLAVEN AG","","A1073","PROD GMP  APPR OAPP QAPP","2008-10-01","CH20A55050","2010-09-10","M","B101","","PM-A","CH21","","","2010-09-10"]
["10040981","AT26","AT26   AUTOCLAVE","CH21/P306","Pharmaceutical - ligne 6","PST-12-8-15HS2","13265","BELIMED SAUTER AG","","B0023","PROD GMP  EHS  BUS  APPR OAPP QAPP","2011-05-12","CH20A54057","2010-10-05","M","B102","","PM-C7","CH21","","","2012-02-21"]
["10067986","AT27","AT27   AUTOCLAVE","CH21/P306","Pharmaceutical - ligne 6","","24512","Belimed","","B0135","PROD GMP  BUS  APPR OAPP QAPP","2015-12-11","CH20A54057","2015-06-16","M","B102","","PM-C7","CH21","","","2018-08-12"]
["10070355","AT28","AT28    AUTOCLAVE","CH21/P302","Pharmaceutical - ligne 2","18-10-15-HS2","25395","BELIMED SAUTER AG","","M0057","PROD GMP  EHS  BUS  APPR OAPP QAPP","2016-12-01","CH20A54057","2016-07-11","M","B103","","PM-C7","CH21","","","2017-11-13"]
["10070356","AT29","AT29    AUTOCLAVE","CH21/S400","Quality Control","VS812/1LE","NF1233","STEELCO","","A0130","PROD EHS  APPR OAPP QAPP","2017-04-20","CH20A54055","2016-07-11","M","B101","","PM-A","CH21","","","2017-07-28"]
["10080350","AT30","AT30  Autoclave","","","","","","","","CON  GMP  BUS  NAPP",null,"CH20A54055","2018-11-14","M","B102","","PM-A","CH21","",""]
["10080351","AT31","AT31  Autoclave","","","","","","","","CON  GMP  BUS  NAPP",null,"CH20A54055","2018-11-14","M","B102","","PM-A","CH21","",""]
["10037799","BL","Système UF/DF Labscale TFF syst.","CH21/F091","Transfert à MSA","","","MILLIPORE","","","CON  NAPP","2006-06-01","CH20A54052","2010-09-20","M","","","","CH21","Biologics & Immunology/Protein & Cell Sc",""]
["10045753","BL","Balance: XP204S","CH21/P300","Pharmaceutical dry forms","XP204S","1123492057","METTLER-TOLEDO (SCHWEIZ) AG","","B0044","PROD GMP  APPR OAPP QAPP","2011-06-15","CH20A54057","2011-06-15","M","B102","","PM-V2","CH21","","","2011-06-15"]
["10057821","BL","BALANCE DE PAILLASSE","CH21/P101","Tech Biotech","X 3200 IL","B206680866","METTLER-TOLEDO (SCHWEIZ) AG","","B0154","PROD GMP  APPR OAPP QAPP","2012-03-01","CH20A54055","2012-03-22","M","B102","","PM-V2","CH21","","","2012-04-02"]
["10057822","BL","BALANCE DE PAILLASSE","CH21/P101","Tech Biotech","X 3200 IL","B206680865","METTLER-TOLEDO (SCHWEIZ) AG","","B1025","PROD GMP  APPR OAPP QAPP","2012-03-01","CH20A54055","2012-03-22","M","B102","","PM-V2","CH21","","","2012-04-02"]
["10059312","BL","Balance MW1P1-150FE-L","CH21/P110","Zone Prod Biotech s/sol USP3","MW1P1-150FE-L","27809453","SARTORIUS BBI SYSTEMS SRL","","B0149","PROD GMP  APPR OAPP QAPP","2012-08-01","CH20A54055","2012-08-20","M","B102","","PM-F","CH21","","","2012-08-20"]
["10059313","BL","Balance MW1P1-150FE-L","CH21/P110","Zone Prod Biotech s/sol USP3","MW1P1-150FE-L","27809454","SARTORIUS BBI SYSTEMS SRL","","B0149","PROD GMP  APPR OAPP QAPP","2012-08-01","CH20A54055","2012-08-20","M","B102","","PM-F","CH21","","","2012-08-20"]
["10059314","BL","Balance MW1P1-150FE-L","CH21/P111","Zone  USP1 et USP4","MW1P1-150FE-L","27809455","SARTORIUS BBI SYSTEMS SRL","","B1042","PROD GMP  APPR OAPP QAPP","2012-08-01","CH20A54055","2012-08-20","M","B102","","PM-F","CH21","","","2012-08-20"]
["10059315","BL","Balance MW1P1-150FE-L","CH21/P110","Zone Prod Biotech s/sol USP3","MW1P1-150FE-L","27809456","SARTORIUS BBI SYSTEMS SRL","","B0144","PROD GMP  APPR OAPP QAPP","2012-08-01","CH20A54055","2012-08-20","M","B102","","PM-F","CH21","","","2012-08-20"]
["10059316","BL","Balance MW1P1-150FE-L","CH21/P110","Zone Prod Biotech s/sol USP3","MW1P1-150FE-L","27809457","SARTORIUS BBI SYSTEMS SRL","","B0144","PROD GMP  APPR OAPP QAPP","2012-08-01","CH20A54055","2012-08-20","M","B102","","PM-F","CH21","","","2012-08-20"]
["10060053","BL","Balance: XP205DR/M","CH21/S400","Quality Control","XP205DR/M","B248566562","METTLER-TOLEDO (SCHWEIZ) AG","","A1056","PROD GMP  APPR OAPP QAPP","2012-11-29","CH20A55050","2012-12-18","M","B101","","PM-V2","CH21","","","2012-12-19"]
["10060576","BL","Balance de précision électronique","CH21/P152","Zone Production DSP","XS16001S/M","B302697969","METTLER-TOLEDO (SCHWEIZ) AG","","B0152","PROD APPR OAPP QAPP","2013-01-11","CH20A54055","2013-01-31","M","B102","","PM-V2","CH21","","","2013-02-01"]
["10060577","BL","Balance de précision électronique","CH21/P152","Zone Production DSP","XS6002S/M","B302707414","METTLER-TOLEDO (SCHWEIZ) AG","","A1023","PROD APPR OAPP QAPP","2013-01-16","CH20A54055","2013-01-31","M","B101","","PM-V2","CH21","","","2013-02-01"]
["10061201","BL","Balance de précision","CH21/P152","Zone Production DSP","XS603S","B302698207","METTLER-TOLEDO (SCHWEIZ) AG","","B0144","PROD GMP  APPR OAPP QAPP","2013-01-11","CH20A54055","2013-03-14","M","B102","","PM-V2","CH21","","","2013-03-14"]
["10061202","BL","Balance de précision","CH21/P152","Zone Production DSP","XS603S","B302698206","METTLER-TOLEDO (SCHWEIZ) AG","","A1023","PROD APPR OAPP QAPP","2013-01-11","CH20A54055","2013-03-14","M","B101","","PM-V2","CH21","","","2013-03-14"]
["10061494","BL","BALANCE DE PAILLASSE","CH21/P121","Zone  DSP1","X 3200 IL","B251638862","METTLER-TOLEDO (SCHWEIZ) AG","","B1023","PROD GMP  APPR OAPP QAPP","2013-01-01","CH20A54055","2013-04-18","M","B102","","PM-F","CH21","","","2013-04-01"]
["10061495","BL","BALANCE DE PAILLASSE","CH21/P122","Zone DSP4","X 3200 IL","B251638863","METTLER-TOLEDO (SCHWEIZ) AG","","B10145","PROD GMP  APPR OAPP QAPP","2013-01-01","CH20A54055","2013-04-18","M","B102","","PM-F","CH21","","","2013-04-01"]
["10063432","BL","BALANCE DE PAILLASSE","CH21/P121","Zone  DSP1","X 3200 IL","B336753265","METTLER-TOLEDO (SCHWEIZ) AG","","B10134","PROD GMP  APPR OAPP QAPP","2013-08-01","CH20A54055","2013-11-08","M","B102","","PM-F","CH21","","","2013-08-01"]
["10063433","BL","BALANCE DE PAILLASSE","CH21/P101","Tech Biotech","X 3200 IL","B336753266","METTLER-TOLEDO (SCHWEIZ) AG","","B1075","PROD GMP  APPR OAPP QAPP","2013-08-01","CH20A54055","2013-11-08","M","B102","","PM-F","CH21","","","2013-08-01"]
["10063434","BL","BALANCE DE PAILLASSE","CH21/P170","Zone Production de Milieu s/sol","X 3200 IL","B336753267","METTLER-TOLEDO (SCHWEIZ) AG","","B0142","PROD GMP  APPR OAPP QAPP","2013-08-01","CH20A54055","2013-11-08","M","B102","","PM-F","CH21","","","2013-08-01"]
["10063937","BL","Balance au sol","CH21/P122","Zone DSP4","PUA579-CS600T","3351534","METTLER-TOLEDO (SCHWEIZ) AG","","B10149","PROD GMP  APPR OAPP QAPP","2013-06-01","CH20A54055","2013-12-09","M","B102","","PM-V1","CH21","","","2013-12-01"]
["10064274","BL","Balance analytique","CH21/S400","Quality Control","XP2U","B105108607","METTLER-TOLEDO (SCHWEIZ) AG","","A1056","PROD GMP  APPR OAPP QAPP","2014-01-28","CH20A55050","2014-01-28","M","B101","","PM-V2","CH21","","","2014-01-28"]
["10065084","BL","Balance LIFT","CH21/S100","Logistic & Warehouse","MH1276-5-N","166263","Expresso Dynamic","","K01","PROD APPR OAPP QAPP","2013-12-12","CH20A53555","2014-03-31","M","B104","","PM-V2","CH21","","","2013-12-12"]
["10065085","BL","Balance LIFT","CH21/S100","Logistic & Warehouse","MH1276-5-N","176322","Expresso Dynamic","","K01","PROD APPR OAPP QAPP","2014-03-25","CH20A53555","2014-03-31","M","B104","","PM-V2","CH21","","","2014-03-26"]
["10065949","BL","Balance de sol  PUA579-CS600T","CH21/P122","Zone DSP4","PUA579-CS600T","3399104","METTLER-TOLEDO (SCHWEIZ) AG","","B10148","PROD GMP  BUS  APPR OAPP QAPP",null,"CH20A54055","2014-10-06","M","B102","","PM-F","CH21","",""]
["10066223","BL","Balance à rouleaux","CH21/S100","Logistic & Warehouse","N/T","127217","Rhewa-Waagenfabrik","SMF_WAREHOUSE","B0018","PROD EHS  APPR OAPP QAPP","2012-08-19","CH20A53555","2014-11-21","M","B102","","PM-V2","CH21","","","2012-08-19"]
["10066584","BL","Balance  XPE6003SD5","CH21/S400","Quality Control","XPE6003SD5","B449331732","METTLER-TOLEDO (SCHWEIZ) AG","","K0014","PROD GMP  APPR OAPP QAPP","2014-12-05","CH20A55050","2014-12-15","M","B104","","PM-V2","CH21","","","2014-12-15"]
["10066585","BL","Balance  WXTP204","CH21/S400","Quality Control","WXTP204","B449343959","METTLER-TOLEDO (SCHWEIZ) AG","","K0014","PROD GMP  APPR OAPP QAPP","2014-12-05","CH20A55050","2014-12-15","M","B104","","PM-V2","CH21","","","2014-12-15"]
["10067693","BL","Balance  analytique XPE205DR/M","CH21/S400","Quality Control","XPE205DR/M","B520930104","METTLER-TOLEDO (SCHWEIZ) AG","","S2028","PROD GMP  APPR OAPP QAPP","2015-05-21","CH20A55050","2015-05-26","M","B108","","PM-V2","CH21","","","2015-05-21"]
["10067694","BL","Balance  analytique  XPE205DR/M","CH21/S400","Quality Control","XPE205DR/M","B520930103","METTLER-TOLEDO (SCHWEIZ) AG","","A1078","PROD GMP  APPR OAPP QAPP","2015-05-21","CH20A55050","2015-05-26","M","B101","","PM-V2","CH21","","","2015-05-21"]
["10067729","BL","Balance de sol   PUA579","CH21/P110","Zone Prod Biotech s/sol USP3","PUA579","B519912576","METTLER-TOLEDO (SCHWEIZ) AG","","B0154","PROD GMP  APPR OAPP QAPP","2015-06-01","CH20A54055","2015-06-01","M","B102","","PM-V2","CH21","","","2015-06-01"]
["10070352","BL","Balance analytique","CH21/S400","Quality Control","XPE205DR/M","B625651308","METTLER-TOLEDO (SCHWEIZ) AG","","A1056","PROD GMP  APPR OAPP QAPP","2016-07-01","CH20A55050","2016-07-08","M","B101","","PM-V2","CH21","","","2016-07-07"]
["10070353","BL","Balance analytique","CH21/S400","Quality Control","XPE205DR/M","B625651307","METTLER-TOLEDO (SCHWEIZ) AG","","A1080","PROD GMP  APPR OAPP QAPP","2016-07-01","CH20A55050","2016-07-08","M","B101","","PM-V2","CH21","","","2016-07-07"]
["10070707","BL","Balance  XPE303S","CH21/P121","Zone  DSP1","XPE303S","B640102133","METTLER-TOLEDO (SCHWEIZ) AG","","B1023","PROD GMP  APPR OAPP QAPP","2016-10-24","CH20A54055","2016-10-24","M","B102","","PM-V2","CH21","","","2016-10-24"]
["10070708","BL","Balance  XPE3003S","CH21/P170","Zone Production de Milieu s/sol","XPE3003S","B641125315","METTLER-TOLEDO (SCHWEIZ) AG","","B0142","PROD GMP  APPR OAPP QAPP","2016-10-24","CH20A54055","2016-10-24","M","B102","","PM-V2","CH21","","","2016-10-24"]
["10070709","BL","Balance  XPE303S","CH21/P128","Zone  DSP2","XPE303S","B640102132","METTLER-TOLEDO (SCHWEIZ) AG","","B1034","PROD GMP  APPR OAPP QAPP","2016-10-24","CH20A54055","2016-10-24","M","B102","","PM-V2","CH21","","","2016-10-24"]
["10070789","BL","Balance analytique","CH21/S400","Quality Control","XPE205DR","B642173684","METTLER-TOLEDO (SCHWEIZ) AG","","A1078","PROD GMP  APPR OAPP QAPP","2016-11-01","CH20A55050","2016-11-09","M","B101","","PM-V2","CH21","","","2016-11-30"]
["10070790","BL","Balance analytique","CH21/S400","Quality Control","XPE4002-S","B642158491","METTLER-TOLEDO (SCHWEIZ) AG","","A1066","PROD GMP  APPR OAPP QAPP","2016-11-01","CH20A55050","2016-11-09","M","B101","","PM-V2","CH21","","","2016-11-30"]
["10070791","BL","Balance analytique","CH21/S400","Quality Control","XPE206DR","B642167704","METTLER-TOLEDO (SCHWEIZ) AG","","A0152","PROD GMP  APPR OAPP QAPP","2016-11-01","CH20A55050","2016-11-09","M","B101","","PM-V2","CH21","","","2016-11-30"]
["10070792","BL","Balance analytique","CH21/S400","Quality Control","XPE4002-S","B642158492","METTLER-TOLEDO (SCHWEIZ) AG","","A1078","PROD GMP  APPR OAPP QAPP","2016-11-01","CH20A55050","2016-11-09","M","B101","","PM-V2","CH21","","","2016-11-30"]
["10070793","BL","Balance analytique","CH21/S400","Quality Control","XPE6002-S","B642160492","METTLER-TOLEDO (SCHWEIZ) AG","","A1033","PROD GMP  APPR OAPP QAPP","2016-11-01","CH20A55050","2016-11-09","M","B101","","PM-V2","CH21","","","2016-11-30"]
["10070940","BL","BALANCE  PBA430","CH21/P101","Tech Biotech","PBA430","B641137553","METTLER-TOLEDO (SCHWEIZ) AG","","A0129","PROD GMP  APPR OAPP QAPP","2016-10-01","CH20A54055","2016-11-23","M","B101","","PM-F","CH21","","","2016-10-01"]
["10070953","BL","BALANCE  PBA430","CH21/P101","Tech Biotech","PBA430","B641137554","METTLER-TOLEDO (SCHWEIZ) AG","","B1058","PROD GMP  APPR OAPP QAPP","2016-10-01","CH20A54055","2016-11-23","M","B102","","PM-F","CH21","","","2016-10-01"]
["10072005","BL","Balance TX150","CH21/S100","Logistic & Warehouse","TX150","0100452869B1","Dini Argeo","","S0020","PROD BUS  APPR OAPP QAPP","2017-02-15","CH20A53555","2017-03-07","M","B108","","PM-V2","CH21","","","2017-02-28"]
["10072260","BL","BALANCE DE PAILLASSE","CH21/P101","Tech Biotech","X 3200 IL","B710783538","METTLER-TOLEDO (SCHWEIZ) AG","","A0129","PROD GMP  APPR OAPP QAPP","2017-03-23","CH20A54055","2017-04-24","M","B101","","PM-F","CH21","","","2017-05-10"]
["10072261","BL","BALANCE DE PAILLASSE","CH21/P101","Tech Biotech","X 3200 IL","B710783537","METTLER-TOLEDO (SCHWEIZ) AG","","B1036","PROD GMP  APPR OAPP QAPP","2017-03-23","CH20A54055","2017-04-24","M","B102","","PM-F","CH21","","","2017-05-10"]
["10072262","BL","BALANCE DE PAILLASSE","CH21/P101","Tech Biotech","X 3200 IL","B710783539","METTLER-TOLEDO (SCHWEIZ) AG","","B10114","PROD GMP  APPR OAPP QAPP","2017-03-23","CH20A54055","2017-04-24","M","B102","","PM-F","CH21","","","2017-05-10"]
["10072847","BL","Balance XPE404S","CH21/S400","Quality Control","XPE404S","B730442152","METTLER-TOLEDO (SCHWEIZ) AG","","A0152","PROD GMP  BUS  APPR OAPP QAPP","2017-07-01","CH20A55050","2017-08-17","M","B101","","PM-V2","CH21","","","2017-08-01"]
["10005078","BL212","BL.SARTORIUS (","CH21/S099","Dispo","F300S ****-B","","","","STOCK  (","OUT  APPR OAPP QAPP","1990-01-01","CH20A54052","2010-09-10","M","","","","CH21","","","2010-09-10"]
["10005077","BL214","BL.SARTORIUS (","CH21/S099","Dispo","F300S ****-B","","","","HS   B10","OUT  APPR OAPP QAPP","1990-01-01","CH20A54052","2010-09-10","M","","","","CH21","","","2010-09-10"]
["10005210","BL215","BL.SARTORIUS (4503 MICRO","CH21/S099","Dispo","4503 MICRO","","","","HS (A010","OUT  APPR OAPP QAPP","1991-06-01","CH20A54052","2010-09-10","M","","","","CH21","","","2010-09-10"]
["10003444","BL217","BL.SARTORIUS (37020031)","CH21/S099","Dispo","PRO032.34F U4600","37020031","IG INSTRUMENTEN","","A1037","OUT  GMP  APPR OAPP QAPP","1990-01-01","CH20A54052","2010-09-10","M","B101","","PM-V2","CH21","","A1037","2010-09-10"]
["10005209","BL218","BL. SCIENTECH (","CH21/S099","Dispo","5500","","","","STOCK","OUT  APPR OAPP QAPP","1990-01-01","CH20A54052","2010-09-10","M","","","","CH21","","","2010-09-10"]
["10005208","BL219","BALANCE BERKEL (","CH21/S099","Dispo","L C T 3","","","","STOCK","OUT  APPR OAPP QAPP","1990-01-01","CH20A54052","2010-09-10","M","","","","CH21","","","2010-09-10"]
["10003439","BL221","BALANCE A.N.D.","CH21/S099","Dispo","F V150 K","06437","A&D","","B1025","OUT  APPR OAPP QAPP","1993-01-01","CH20A54052","2010-09-10","M","B102","","PM-V2","CH21","","B1025","2010-09-10"]
["10002431","BL226","BALANCE PRECISA","CH21/S099","Dispo","280 98 21","U86 016","DIVERS TIERS...","","A0147","OUT  APPR OAPP QAPP","1990-01-01","CH20A54052","2010-09-10","M","B101","","PM-V2","CH21","","A0147","2010-09-10"]
["10002965","BL229","Balance TSM-2188+8142 (177664)","CH21/S099","Dispo","TSM-2188-1050","177664-4402299","","","CA-BB2C","STO  BUS  APPR OAPP QAPP","1984-01-01","CH20A54056","2010-09-10","M","B201","","PM-C4","CH21","","","2010-09-10"]
["10002576","BL237","BALANCE GARVENS (130825)","CH21/P400","Packaging","VS3","130825","GARVENS AG","","CC0005","PROD GMP  BUS  APPR OAPP QAPP","1999-11-03","CH20A54056","2010-09-10","M","B203","","PM-V2","CH21","","","2010-10-05"]
["10000119","BL238","Trieuse pondérale","CH21/P400","Packaging","SENTRON C","AC9000","THERMO RAMSEY TECNOEUROPA SRL.","","CC0003","PROD GMP  BUS  APPR OAPP QAPP","2000-10-01","CH20A54056","2010-09-10","M","B203","","PM-C4","CH21","","","2010-10-05"]
["10004145","BL239","Balance de paillasse","CH21/P110","Zone Prod Biotech s/sol USP3","DE36K10N","WC03175019","KERN ELECTRONIC AG","","B0144","PROD GMP  APPR OAPP QAPP","2004-03-08","CH20A54055","2010-09-10","M","B102","","PM-V2","CH21","","","2010-09-10"]
["10002416","BL240","Balance à plateforme électronique","CH21/P110","Zone Prod Biotech s/sol USP3","DE36K10N","WC03175020","KERN ELECTRONIC AG","","B0144","PROD GMP  APPR OAPP QAPP","2004-03-08","CH20A54052","2010-09-10","M","B102","","PM-V2","CH21","","","2010-09-10"]
["10004130","BL241","Balance de paillasse","CH21/P111","Zone  USP1 et USP4","ES100L 100KG","06729666CH","DIVERS TIERS...","","B1060","PROD APPR OAPP QAPP","2006-12-14","CH20A54055","2010-09-10","M","B102","","PM-V2","CH21","","","2010-09-10"]
["10002387","BL242","Balance de paillasse","CH21/P111","Zone  USP1 et USP4","ES100L 100KG","06729706CH","DIVERS TIERS...","","B1060","PROD APPR OAPP QAPP","2006-12-14","CH20A54055","2010-09-10","M","B102","","PM-V2","CH21","","","2010-09-10"]
["10004133","BL245","Balance suspendue Kern","CH21/P101","Tech Biotech","KERN CH50K50","WC0733870","KERN SA","","B10105","PROD GMP  APPR OAPP QAPP","2007-05-21","CH20A54055","2010-09-10","M","B102","","PM-V2","CH21","","","2010-09-10"]
["10003558","BL251","Balance","CH21/S099","Dispo","MW1P1","25407406","SARTORIUS BBI SYSTEMS SRL","","B1072","PROD GMP  APPR OAPP QAPP","2010-06-18","CH20A54055","2010-09-10","M","B102","","PM-F","CH21","","","2010-09-10"]
["10003557","BL252","Balance","CH21/S099","Dispo","MW1P1","25407403","SARTORIUS BBI SYSTEMS SRL","","B1072","PROD GMP  APPR OAPP QAPP","2010-06-18","CH20A54055","2010-09-10","M","B102","","PM-F","CH21","","","2010-09-10"]
["10003556","BL253","Balance","CH21/S099","Dispo","MW1P1","25407402","SARTORIUS BBI SYSTEMS SRL","","B1072","PROD GMP  APPR OAPP QAPP","2010-06-18","CH20A54055","2010-09-10","M","B102","","PM-F","CH21","","","2010-09-10"]
["10003555","BL254","Balance","CH21/S099","Dispo","MW1P1","25407404","SARTORIUS BBI SYSTEMS SRL","","B1072","PROD GMP  APPR OAPP QAPP","2010-06-18","CH20A54055","2010-09-10","M","B102","","PM-F","CH21","","","2010-09-10"]
["10003554","BL255","Balance","CH21/S099","Dispo","MW1P1","25407405","SARTORIUS BBI SYSTEMS SRL","","B1072","STO  GMP  APPR OAPP QAPP","2010-06-18","CH20A54055","2010-09-10","M","B102","","PM-F","CH21","","","2010-09-10"]
["10047000","BL256","Balance de précision 220g  formulation","CH21/P306","Pharmaceutical - ligne 6","MSE225P-000-DA","27801525","SARTORIUS Stedim Biotech GMBH","","B0020","PROD GMP  BUS  APPR OAPP QAPP","2011-11-29","CH20A54057","2011-11-03","M","B102","","PM-D1","CH21","","","2012-05-09"]
["10047001","BL257","Balance de paillasse 64kg  formulation","CH21/P306","Pharmaceutical - ligne 6","IS64EDE-H","27311463","SARTORIUS Stedim Biotech GMBH","","B0022","PROD GMP  BUS  APPR OAPP QAPP","2011-11-29","CH20A54057","2011-11-03","M","B102","","PM-D1","CH21","","","2012-05-09"]
["10047002","BL258","Balance au sol 600kg  formulation","CH21/P306","Pharmaceutical - ligne 6","CAAP54-600-LL-I","27301501","SARTORIUS Stedim Biotech GMBH","","B0022","PROD GMP  BUS  APPR OAPP QAPP","2011-11-29","CH20A54057","2011-11-03","M","B102","","PM-D1","CH21","","","2012-05-09"]
["10047003","BL259","Balance au sol 600kg  formulation","CH21/P306","Pharmaceutical - ligne 6","CAAP54-600-LL-I","27301502","SARTORIUS Stedim Biotech GMBH","","B0022","PROD GMP  BUS  APPR OAPP QAPP","2011-11-29","CH20A54057","2011-11-03","M","B102","","PM-D1","CH21","","","2012-05-09"]
["10059408","BL261","BL261    Balance 0-600 kg","CH21/P305","Pharmaceutical - ligne 5","IFS64-600II-L/T8, Y2","27838331","SARTORIUS","","B0059","PROD GMP  BUS  APPR OAPP QAPP","2012-07-04","CH20A54057","2012-09-07","M","B102","","PM-D1","CH21","","","2012-09-17"]
["10058993","BL262","Balance: XP204S","CH21/P305","Pharmaceutical - ligne 5","XP204S","B225038898","METTLER-TOLEDO (SCHWEIZ) AG","","B0058","PROD GMP  APPR OAPP QAPP","2012-06-22","CH20A54057","2012-07-10","M","B102","","PM-V2","CH21","","","2012-12-01"]
["10059177","BL263","Balance 64kg weighing platform","CH21/P305","Pharmaceutical - ligne 5","WEIGHING PLATFORM","IS64EDE-H/VF4358","SARTORIUS","","B0059","PROD GMP  BUS  APPR OAPP QAPP","2012-07-01","CH20A54057","2012-07-30","M","B102","","PM-D1","CH21","","","2012-07-30"]
["10064323","BL264","Balance","CH21/S099","Dispo","MSE-8202-000 D0 00","31303713","SARTORIUS","","B0058","STO  GMP  BUS  APPR OAPP QAPP","2014-02-03","CH20A54057","2014-02-04","M","B102","","PM-V2","CH21","","","2014-02-03"]
["10064324","BL265","Balance","CH21/S099","Dispo","MSE-8202-000 D0 00","31303714","SARTORIUS","","B0020","STO  GMP  BUS  APPR OAPP QAPP","2014-02-03","CH20A54057","2014-02-04","M","B102","","PM-V2","CH21","","","2014-02-03"]
["10064121","BL266","TRIEUSE PONDERALE","CH21/P400","Packaging","XS 2-PHARMA","34003486","METTLER-TOLEDO (SCHWEIZ) AG","","S1022","PROD GMP  BUS  APPR OAPP QAPP","2014-03-31","CH20A54056","2014-01-10","M","B108","","PM-C4","CH21","","","2014-03-31"]
["10064122","BL267","TRIEUSE PONDERALE","CH21/P400","Packaging","XS 2-PHARMA","34003487","METTLER-TOLEDO (SCHWEIZ) AG","","S1021","PROD GMP  BUS  APPR OAPP QAPP","2014-03-31","CH20A54056","2014-01-10","M","B108","","PM-C4","CH21","","","2014-04-02"]
["10065135","BL268","BL268     Balance Mettler","CH21/P302","Pharmaceutical - ligne 2","XP64001L","B413448360","METTLER-TOLEDO (SCHWEIZ) AG","","M0025","PROD GMP  BUS  APPR OAPP QAPP","2014-03-23","CH20A54057","2014-04-16","M","B103","","PM-D1","CH21","","","2014-05-05"]
["10065786","BL269","Balance de précision","CH21/P305","Pharmaceutical - ligne 5","MSE225P-000-DA","32002095","SARTORIUS","","B0041","PROD GMP  BUS  APPR OAPP QAPP","2014-09-02","CH20A54057","2014-09-11","M","B102","","PM-V2","CH21","","","2014-09-02"]
["10067021","BL270","BL270    Trieuse pondérale","CH21/P400","Packaging","XS2","34004670","GARVENS AG","","S0024","PROD GMP  BUS  APPR OAPP QAPP","2014-12-22","CH20A54056","2015-01-19","M","B108","","PM-C4","CH21","","","2016-11-04"]
["10069192","BL271","BL271:   Balance de table 30 kg","CH21/P400","Packaging","ICS4_9","B551881035","METTLER-TOLEDO (SCHWEIZ) AG","","S1020","PROD APPR OAPP QAPP","2016-01-21","CH20A54056","2016-01-25","M","B108","","PM-V2","CH21","","","2016-01-21"]
["10070797","BL272","BL272    Trieuse pondérale","CH21/P400","Packaging","C-3570","30000S62","GARVENS AG","","S1020","PROD GMP  BUS  APPR OAPP QAPP","2016-11-10","CH20A54056","2016-11-10","M","B108","","PM-C4","CH21","","","2017-02-23"]
["10073934","BL273","BL273  Balance analytique","CH21/P302","Pharmaceutical - ligne 2","MES225P-100-DA","34901733","SARTORIUS","","M0026","PROD GMP  BUS  APPR OAPP QAPP","2017-01-23","CH20A54057","2017-11-02","M","B103","","PM-V2","CH21","","","2017-12-11"]
["10074789","BL274","BL274 Balance de précision PL1502E","CH21/P122","Zone DSP4","PL1502E","B749085967","METTLER-TOLEDO (SCHWEIZ) AG","","B10150","PROD GMP  APPR OAPP QAPP","2017-12-18","CH20A54055","2018-01-11","M","B101","","PM-V1","CH21","","","2018-02-03"]
["10075817","BL275","BL275 : Balance","CH21/S400","Quality Control","WXS205S","B740753876","METTLER-TOLEDO (SCHWEIZ) AG","","S2028","PROD GMP  APPR OAPP QAPP","2018-02-01","CH20A55050","2018-03-13","M","B108","","PM-V1","CH21","","","2018-03-15"]
["10075822","BL276","BL276 : Balance","CH21/S400","Quality Control","WXS204S","B748054154","METTLER-TOLEDO (SCHWEIZ) AG","","S2028","PROD GMP  APPR OAPP QAPP","2018-02-01","CH20A55050","2018-03-13","M","B108","","PM-V1","CH21","","","2018-03-15"]
["10079206","BL277","BL277 : Balance station  H2O2 n°1","","","","","","","","CON  GMP  EHS  BUS  NAPP",null,"","2018-08-27","M","","","","CH21","","","2018-08-01"]
["10079207","BL278","BL278 : Balance station  H2O2 n°2","","","","","","","","CON  GMP  EHS  BUS  NAPP",null,"","2018-08-27","M","B108","","PM-V1","CH21","",""]
["10079208","BL279","BL279 : Balance IPC flacons vides (tare)","","","","","","","","CON  GMP  EHS  BUS  NAPP",null,"","2018-08-27","M","B108","","PM-V1","CH21","",""]
["10079209","BL280","BL280 : Balance IPC flacons pleins","","","","","","","","CON  GMP  EHS  BUS  NAPP",null,"","2018-08-27","M","B108","","PM-V1","CH21","","","2018-08-01"]
["10079210","BL281","BL281 : Balance station H2O2 n°3","","","","","","","","CON  GMP  EHS  BUS  NAPP",null,"","2018-08-27","M","B108","","PM-V1","CH21","","","2018-08-01"]
["10079211","BL282","BL282 : Balance station H2O2 n°4","","","","","","","","CON  GMP  EHS  BUS  NAPP",null,"","2018-08-27","M","B108","","PM-V1","CH21","","","2018-08-01"]
["10079212","BL283","BL283 : Balance station H2O2 n°5","","","","","","","","CON  GMP  EHS  BUS  NAPP",null,"","2018-08-27","M","B108","","PM-V1","CH21","","","2018-08-01"]
["10079313","BL284","Balance de précision XPR ( BL284 )","CH21/P128","Zone  DSP2","XPR","B830170744","METTLER-TOLEDO (SCHWEIZ) AG","","B1031","PROD GMP  BUS  APPR OAPP QAPP","2018-07-13","CH20A54055","2018-08-29","M","B102","","PM-V2","CH21","","","2018-08-17"]
["10079315","BL285","Balance de précision PBK989 ( BL285 )","CH21/P118","Zone Production USP2","PBK989","B830171210","METTLER-TOLEDO (SCHWEIZ) AG","","B1075","PROD GMP  BUS  APPR OAPP QAPP","2018-07-13","CH20A54055","2018-08-29","M","B102","","PM-V2","CH21","","","2018-08-17"]
["10082005","BL286","BL286 Balance de sol","CH21/P110","Zone Prod Biotech s/sol USP3","PVA579","B911358807","METTLER-TOLEDO (SCHWEIZ) AG","","B0160","PROD GMP  BUS  APPR OAPP QAPP","2019-03-26","CH20A54055","2019-04-05","M","B102","","PM-V1","CH21","","","2019-05-10"]
["10082006","BL287","BL287 Balance de table","CH21/P110","Zone Prod Biotech s/sol USP3","PBK989","B906214041","METTLER-TOLEDO (SCHWEIZ) AG","","B0160","PROD GMP  BUS  APPR OAPP QAPP","2019-03-26","CH20A54055","2019-04-05","M","B102","","PM-V1","CH21","","","2019-05-10"]
["10082007","BL288","BL288 Balance de précision","CH21/P110","Zone Prod Biotech s/sol USP3","PBK989","B906214040","METTLER-TOLEDO (SCHWEIZ) AG","","B0160","PROD GMP  BUS  APPR OAPP QAPP","2019-03-26","CH20A54055","2019-04-05","M","B102","","PM-V1","CH21","","","2019-05-10"]
["10082464","BL289","BL289: Balance de paillasse XPR4002S","CH21/P152","Zone Production DSP","XPR4002S","B903105121","METTLER-TOLEDO (SCHWEIZ) AG","","A1023","PROD GMP  BUS  APPR OAPP QAPP","2018-12-31","CH20A54055","2019-05-17","M","B101","","PM-V2","CH21","","","2019-05-01"]
["10082465","BL290","BL290: Balance de paillasse XPR32001L","CH21/P152","Zone Production DSP","XPR32001L","B903109816","METTLER-TOLEDO (SCHWEIZ) AG","","A1023","PROD GMP  BUS  APPR OAPP QAPP","2018-12-31","CH20A54055","2019-05-17","M","B101","","PM-V2","CH21","","","2019-05-01"]
["10082466","BL291","BL291: Balance de paillasse XPR32001L","CH21/P152","Zone Production DSP","XPR32001L","B903109817","METTLER-TOLEDO (SCHWEIZ) AG","","A1023","PROD APPR OAPP QAPP","2018-12-31","CH20A54055","2019-05-17","M","B101","","PM-V2","CH21","","","2019-05-01"]
["10082467","BL292","BL292: Balance de paillasse XPR4002S","CH21/P152","Zone Production DSP","XPR4002S","B903105122","METTLER-TOLEDO (SCHWEIZ) AG","","A1023","PROD APPR OAPP QAPP","2018-12-31","CH20A54055","2019-05-17","M","B101","","PM-V2","CH21","","","2019-05-01"]
["10002891","BL99BL020","Balance: AE 100   (C 31343)","CH21/P150","Zone  IPC Biotechnologie","AE 100","C 31343","METTLER-TOLEDO (SCHWEIZ) AG","","A1020","PROD GMP  APPR OAPP QAPP","1983-01-01","CH20A54055","2010-09-10","M","B101","","PM-V2","CH21","","","2010-09-10"]
["10002621","BL99BL021","Balance: PE 6000 (C 31346)","CH21/P300","Pharmaceutical dry forms","PE 6000","C 31346","METTLER-TOLEDO (SCHWEIZ) AG","","","PROD APPR OAPP QAPP","1983-01-01","CH20A54057","2010-09-10","M","B102","","PM-V2","CH21","","","2010-09-10"]
["10002443","BL99BL024","Balance: AM 50    (H 96439)","CH21/P302","Pharmaceutical - ligne 2","AM 50","H 96439","METTLER-TOLEDO (SCHWEIZ) AG","","M0012","PROD GMP  BUS  APPR OAPP QAPP","1990-01-01","CH20A54057","2010-09-10","M","B103","","PM-V2","CH21","","","2010-09-10"]
["10002433","BL99BL026","Balance: AC 100   (A 24160)","CH21/P300","Pharmaceutical dry forms","AC 100","A 24160","METTLER-TOLEDO (SCHWEIZ) AG","","","PROD APPR OAPP QAPP","1981-01-01","CH20A54057","2010-09-10","M","B102","","PM-V2","CH21","","","2010-09-10"]
["10004177","BL99BL030","Balance: AM 50   (J 34127)","CH21/P300","Pharmaceutical dry forms","AM 50","J 34127","METTLER-TOLEDO (SCHWEIZ) AG","","B0044","PROD GMP  BUS  APPR OAPP QAPP","1990-01-01","CH20A54057","2010-09-10","M","B102","","PM-V2","CH21","","","2010-09-10"]
["10002432","BL99BL031","Balance: PM 4600   (J 85626)","CH21/S099","Dispo","PM 4600","J 85626","METTLER-TOLEDO (SCHWEIZ) AG","","A0046","OUT  APPR OAPP QAPP","1989-11-01","CH20A54052","2010-09-10","M","B101","","PM-V2","CH21","","A0046","2010-09-10"]
["10003354","BL99BL040","Balance: PM 34    (J 29911)","CH21/P190","Cellule","PM 34","J 29911","METTLER-TOLEDO (SCHWEIZ) AG","","A0139","PROD GMP  APPR OAPP QAPP","1989-01-01","CH20A54055","2010-09-10","M","B101","","PM-V2","CH21","","","2010-09-10"]
["10002449","BL99BL042","Balance: PM 34    (J 28090)","CH21/P300","Pharmaceutical dry forms","PM 34","J 28090","METTLER-TOLEDO (SCHWEIZ) AG","","B0056","PROD GMP  BUS  APPR OAPP QAPP","1989-01-01","CH20A54057","2010-09-10","M","B102","","PM-V2","CH21","","","2010-09-10"]
["10003194","BL99BL054","Balance de paillasse","CH21/P101","Tech Biotech","PM 4600 6KG","J 29882","METTLER-TOLEDO (SCHWEIZ) AG","","A0129","PROD APPR OAPP QAPP","1989-01-01","CH20A54055","2010-09-10","M","B101","","PM-V2","CH21","","","2010-09-10"]
["10003341","BL99BL055","Balance: AM 50     (I 04153)","CH21/P300","Pharmaceutical dry forms","AM 50","I 04153","METTLER-TOLEDO (SCHWEIZ) AG","","B00103","STO  GMP  BUS  APPR OAPP QAPP","1990-01-01","CH20A54057","2010-09-10","M","B102","","PM-V2","CH21","","","2010-09-10"]
["10002429","BL99BL056","PM 460    (J 42332)","CH21/P101","Tech Biotech","PM 460","J 42332","METTLER-TOLEDO (SCHWEIZ) AG","","A0129","PROD GMP  APPR OAPP QAPP","1989-08-01","CH20A54055","2010-09-10","M","B101","","PM-V2","CH21","","","2010-09-10"]
["10003298","BL99BL066","Balance: PM34K    (L 42870)","CH21/P111","Zone  USP1 et USP4","PM 34-K","L 42870","METTLER-TOLEDO (SCHWEIZ) AG","","A0157","PROD GMP  BUS  APPR OAPP QAPP","1991-10-01","CH20A54055","2010-09-10","M","B101","","PM-V2","CH21","","","2010-09-10"]
["10003503","BL99BL068","Balance: KCS600S   (1913574)","CH21/P151","Zone Production USP5 s/sol","KCS600S","1913574","METTLER-TOLEDO (SCHWEIZ) AG","","B0148","PROD APPR OAPP QAPP","1992-01-01","CH20A54055","2010-09-10","M","B102","","PM-V2","CH21","","","2010-09-10"]
["10002639","BL99BL071","Balance: DUCS600S  (41161011)","CH21/P121","Zone  DSP1","DUCS600S","41161011","METTLER-TOLEDO (SCHWEIZ) AG","","B1025","PROD GMP  APPR OAPP QAPP","1995-05-01","CH20A54055","2010-09-10","M","B102","","PM-V2","CH21","","","2010-09-10"]
["10002957","BL99BL076","Balance de paillasse","CH21/P101","Tech Biotech","PM 3000 6KG","M59507","METTLER-TOLEDO (SCHWEIZ) AG","","A0129","OUT  GMP  APPR OAPP QAPP","1993-01-01","CH20A54055","2010-09-10","M","B101","","PM-V2","CH21","","","2010-09-10"]
["10002603","BL99BL077","Balance: PM 3000   (N 84055)","CH21/P111","Zone  USP1 et USP4","PM 3000","N84055","METTLER-TOLEDO (SCHWEIZ) AG","","B1056","PROD GMP  BUS  APPR OAPP QAPP","1990-01-01","CH20A54055","2010-09-10","M","B102","","PM-V2","CH21","","","2010-09-10"]
["10003274","BL99BL078","Balance: PM 6000  (2114234623)","CH21/P300","Pharmaceutical dry forms","PM6000","2114234623","METTLER-TOLEDO (SCHWEIZ) AG","","","PROD APPR OAPP QAPP","1995-07-12","CH20A54057","2010-09-10","M","B102","","PM-V2","CH21","","","2010-09-10"]
["10002476","BL99BL080","Balance: PM 6000   (2114227901)","CH21/P302","Pharmaceutical - ligne 2","PM6000","2114227901","METTLER-TOLEDO (SCHWEIZ) AG","","M0026","PROD GMP  BUS  APPR OAPP QAPP","1995-07-12","CH20A54057","2010-09-10","M","B103","","PM-V2","CH21","","","2010-09-10"]
["10002972","BL99BL083","Balance: PB 8001   (P 40615)","CH21/P111","Zone  USP1 et USP4","PB 8001","P 40615","METTLER-TOLEDO (SCHWEIZ) AG","","B0144","PROD GMP  BUS  APPR OAPP QAPP","1990-01-01","CH20A54055","2010-09-10","M","B102","","PM-V2","CH21","","","2010-09-10"]
["10003381","BL99BL105","Balance: PM 3000   (2113487392)","CH21/P118","Zone Production USP2","PM 3000","2113487392","METTLER-TOLEDO (SCHWEIZ) AG","","B1072","PROD GMP  BUS  APPR OAPP QAPP","1995-02-15","CH20A54055","2010-09-10","M","B102","","PM-V2","CH21","","","2010-09-10"]
["10002549","BL99BL108","Balance: BL(GD16-2280/300)2027405U","CH21/P121","Zone  DSP1","SHBXM-0.1-C3-SC  (GD16)","2027405","METTLER-TOLEDO (SCHWEIZ) AG","BULK INT.LH","B1020","PROD GMP  APPR OAPP QAPP","1995-02-01","CH20A54055","2010-09-10","M","B102","","PM-V2","CH21","","","2010-09-10"]
["10005848","BL99BL110","Balance: PR5001  (2113095944)","CH21/P101","Tech Biotech","PR5001","2113095944","METTLER-TOLEDO (SCHWEIZ) AG","","B0154","PROD GMP  APPR OAPP QAPP","1995-02-01","CH20A54055","2010-09-10","M","B102","","PM-F","CH21","","","2010-09-10"]
["10004176","BL99BL111","Balance: KCS300S   (1981070","CH21/P111","Zone  USP1 et USP4","KCS300S/4","1981070","METTLER-TOLEDO (SCHWEIZ) AG","","A0152","PROD GMP  APPR OAPP QAPP","1994-01-21","CH20A54055","2010-09-10","M","B101","","PM-V2","CH21","","","2010-09-10"]
["10002732","BL99BL114","Balance: PE22 GE310 (D74084-0603)","CH21/P300","Pharmaceutical dry forms","PE22 - GE310","D74084-0603","METTLER-TOLEDO (SCHWEIZ) AG","","","PROD APPR OAPP QAPP","1990-01-01","CH20A54057","2010-09-10","M","B102","","PM-V2","CH21","","","2010-09-10"]
["10002880","BL99BL117","Balance: KC600S/4  (N1831224)","CH21/P101","Tech Biotech","KC600S/4","N1831224","METTLER-TOLEDO (SCHWEIZ) AG","","A0128","PROD GMP  APPR OAPP QAPP","1990-01-01","CH20A54055","2010-09-10","M","B101","","PM-V2","CH21","","","2010-09-10"]
["10003072","BL99BL122","Balance: PM 2000   (1114243387)","CH21/P152","Zone Production DSP","PM2000","1114243387","METTLER-TOLEDO (SCHWEIZ) AG","","A1023","PROD APPR OAPP QAPP","1990-01-01","CH20A54055","2010-09-10","M","B101","","PM-V2","CH21","","","2010-09-10"]
["10002573","BL99BL125","Balance: DUCS 600   (2039012)","CH21/P170","Zone Production de Milieu s/sol","DUCS 600","2039012","METTLER-TOLEDO (SCHWEIZ) AG","","B0142","PROD GMP  BUS  APPR OAPP QAPP","1995-07-18","CH20A54055","2010-09-10","M","B102","","PM-V2","CH21","","","2010-09-10"]
["10003017","BL99BL127","Balance: PM 6   (2114245503)","CH21/P300","Pharmaceutical dry forms","PM 6","2114245503","METTLER-TOLEDO (SCHWEIZ) AG","","","PROD APPR OAPP QAPP","1995-08-07","CH20A54057","2010-09-10","M","B102","","PM-V2","CH21","","","2010-09-10"]
["10002872","BL99BL128","Balance: PM 6   (2114287493)","CH21/P111","Zone  USP1 et USP4","PM 6","2114287493","METTLER-TOLEDO (SCHWEIZ) AG","","A0157","PROD GMP  BUS  APPR OAPP QAPP","1995-08-01","CH20A54055","2010-09-10","M","B101","","PM-V2","CH21","","","2010-09-10"]
["10003315","BL99BL129","Balance: DUCS600S  (2054030)","CH21/P128","Zone  DSP2","DUCS600S","2054030","METTLER-TOLEDO (SCHWEIZ) AG","","B1030","PROD GMP  APPR OAPP QAPP","1995-10-30","CH20A54055","2010-09-10","M","B102","","PM-V2","CH21","","","2010-09-10"]
["10003178","BL99BL131","Balance: DUCS600S   (2068946)","CH21/P121","Zone  DSP1","DUCS600S","2068946","METTLER-TOLEDO (SCHWEIZ) AG","","B10134","PROD GMP  APPR OAPP QAPP","1996-03-05","CH20A54055","2010-09-10","M","B102","","PM-V2","CH21","","","2010-09-10"]
["10004178","BL99BL132","Balance: S32001DR   (2115094071)","CH21/P152","Zone Production DSP","S32001DR","2115094071","METTLER-TOLEDO (SCHWEIZ) AG","","A1023","PROD GMP  APPR OAPP QAPP","1996-03-25","CH20A54055","2010-09-10","M","B101","","PM-V2","CH21","","","2010-09-10"]
["10004234","BL99BL133","Balance: PR5001     (2115176123)","CH21/P400","Packaging","PR5001","2115176123","METTLER-TOLEDO (SCHWEIZ) AG","","CC0003","PROD GMP  APPR OAPP QAPP","1996-05-01","CH20A54056","2010-09-10","M","B203","","PM-V2","CH21","","","2010-09-10"]
["10003329","BL99BL135","Balance: PR5001     (2115176125)","CH21/S200","Technical services","PR5001","2115176125","METTLER-TOLEDO (SCHWEIZ) AG","","A0052","PROD APPR OAPP QAPP","1996-05-01","CH20A54052","2010-09-10","M","B101","","PM-V2","CH21","","","2010-09-10"]
["10004264","BL99BL137","Balance: PR5001     (2115176127)","CH21/P400","Packaging","PR5001","2115176127","METTLER-TOLEDO (SCHWEIZ) AG","","B0081","PROD APPR OAPP QAPP","1996-05-01","CH20A54056","2010-09-10","M","B102","","PM-V2","CH21","","","2010-09-10"]
["10003358","BL99BL138","Balance: KCS600   (2104101)","CH21/P121","Zone  DSP1","KCS600","2104101","METTLER-TOLEDO (SCHWEIZ) AG","","HS   (B1","PROD GMP  APPR OAPP QAPP","1997-03-01","CH20A54055","2010-09-10","M","","","PM-V2","CH21","","","2010-09-10"]
["10003296","BL99BL139","Balance: KA32S    (2104744)","CH21/P121","Zone  DSP1","KA32S","2104744","METTLER-TOLEDO (SCHWEIZ) AG","","B1018","PROD APPR OAPP QAPP","1997-04-15","CH20A54055","2010-09-10","M","B102","","PM-V2","CH21","","","2010-09-10"]
["10002526","BL99BL140","Balance: KA32S    (2104743)","CH21/P122","Zone DSP4","KA32S","2104743","METTLER-TOLEDO (SCHWEIZ) AG","","B10144","PROD APPR OAPP QAPP","1997-04-15","CH20A54055","2010-09-10","M","B102","","PM-V2","CH21","","","2010-09-10"]
["10004237","BL99BL141","Balance: KA32S    (2104742)","CH21/P122","Zone DSP4","KA32S","2104742","METTLER-TOLEDO (SCHWEIZ) AG","","B10149","PROD APPR OAPP QAPP","1997-04-15","CH20A54055","2010-09-10","M","B102","","PM-V2","CH21","","","2010-09-10"]
["10002428","BL99BL142","Balance: DUF300S  (2104748)","CH21/P122","Zone DSP4","DUF300S","2104748","METTLER-TOLEDO (SCHWEIZ) AG","","B10145","PROD APPR OAPP QAPP","1997-04-15","CH20A54055","2010-09-10","M","B102","","PM-V2","CH21","","","2010-09-10"]
["10004289","BL99BL143","Balance: DUF300S  (2107274)","CH21/P303","Pharmaceutical - ligne 3","DUF300S","2107274","METTLER-TOLEDO (SCHWEIZ) AG","","B0042","PROD GMP  BUS  APPR OAPP QAPP","1997-05-01","CH20A54057","2010-09-10","M","B102","","PM-V2","CH21","","","2010-09-10"]
["10002510","BL99BL148","Balance: KCS300   (2131444)","CH21/P152","Zone Production DSP","KCS300","2131444","METTLER-TOLEDO (SCHWEIZ) AG","","A1023","PROD GMP  APPR OAPP QAPP","1997-10-01","CH20A54055","2010-09-10","M","B101","","PM-V2","CH21","","","2010-09-10"]
["10003285","BL99BL149","Balance: PR5001   (1116372724)","CH21/S400","Quality Control","PR5001","1116372724","METTLER-TOLEDO (SCHWEIZ) AG","","K0014","PROD GMP  APPR OAPP QAPP","1997-10-01","CH20A55050","2010-09-10","M","B104","","PM-V2","CH21","","","2010-09-10"]
["10003192","BL99BL151","Balance: PR5001   (1117023518)","CH21/P120","Zone  DSP3","PR5001","1117023518","METTLER-TOLEDO (SCHWEIZ) AG","","B10128","PROD GMP  APPR OAPP QAPP","1998-01-15","CH20A54055","2010-09-10","M","B102","","PM-V2","CH21","","","2010-09-10"]
["10003477","BL99BL154","Balance: AT 400   (1118113553)","CH21/P302","Pharmaceutical - ligne 2","AT400","1118113553","METTLER-TOLEDO (SCHWEIZ) AG","","M0026","PROD GMP  APPR OAPP QAPP","1999-03-01","CH20A54057","2010-09-10","M","B103","","PM-V2","CH21","","","2010-09-10"]
["10002597","BL99BL155","Balance: DUCS300S (2207163)","CH21/P302","Pharmaceutical - ligne 2","DUCS300S","2207163","METTLER-TOLEDO (SCHWEIZ) AG","","M0025","PROD GMP  APPR OAPP QAPP","1999-03-01","CH20A54057","2010-09-10","M","B103","","PM-V2","CH21","","","2010-09-10"]
["10003236","BL99BL156","Balance: DUCS300ST (2207164)","CH21/P302","Pharmaceutical - ligne 2","DUCS300ST","2207164","METTLER-TOLEDO (SCHWEIZ) AG","","M0025","PROD GMP  APPR OAPP QAPP","1999-03-01","CH20A54057","2010-09-10","M","B103","","PM-V2","CH21","","","2010-09-10"]
["10002459","BL99BL157","Balance Mettler 0-16Kgs","CH21/P101","Tech Biotech","SR 16001","1119243631","METTLER-TOLEDO (SCHWEIZ) AG","","B1065","PROD GMP  APPR OAPP QAPP","2000-07-19","CH20A54055","2010-09-10","M","B102","","PM-V2","CH21","","","2010-09-10"]
["10004276","BL99BL160","Balance Mettler Spider 1-35/A","CH21/S100","Logistic & Warehouse","SPIDER 1-35/A","2443365","METTLER-TOLEDO (SCHWEIZ) AG","SMF_WAREHOUSE","CC0030","PROD APPR OAPP QAPP","2001-08-03","CH20A53555","2010-09-10","M","B203","","PM-V2","CH21","","","2010-09-10"]
["10005675","BL99BL161","Balance: KCC300S   (2442671)","CH21/S099","Dispo","KCC300S","2442671","METTLER-TOLEDO (SCHWEIZ) AG","","CA-CB3B","STO  GMP  APPR OAPP QAPP","2001-08-23","CH20A54052","2010-09-10","M","B201","","","CH21","","","2010-09-10"]
["10002418","BL99BL162","Balance: FCC 150   (2356688)","CH21/P400","Packaging","FCC 150","2356688","METTLER-TOLEDO (SCHWEIZ) AG","","CC0003","PROD GMP  APPR OAPP QAPP","2000-09-01","CH20A54056","2010-09-10","M","B203","","PM-V2","CH21","","","2010-09-10"]
["10002408","BL99BL164","Balance de table KA32S  (2799029)","CH21/P128","Zone  DSP2","KA32S","2799029","METTLER-TOLEDO (SCHWEIZ) AG","","B1034","PROD GMP  APPR OAPP QAPP","2005-12-01","CH20A54055","2010-09-10","M","B102","","PM-V2","CH21","","","2010-09-10"]
["10002407","BL99BL165","Balance de table KA32S (2799028)","CH21/P128","Zone  DSP2","KA32S","2799028","METTLER-TOLEDO (SCHWEIZ) AG","","B1030","PROD GMP  APPR OAPP QAPP","2005-12-01","CH20A54055","2010-09-10","M","B102","","PM-V2","CH21","","","2010-09-10"]
["10002406","BL99BL167","Balance EX au sol PUA579-XE600T","CH21/P128","Zone  DSP2","PUA579-XE600T","2800656","METTLER-TOLEDO (SCHWEIZ) AG","","B10114","PROD GMP  APPR OAPP QAPP","2005-12-01","CH20A54055","2010-09-10","M","B102","","PM-V2","CH21","","","2010-09-10"]
["10002405","BL99BL168","Balance au sol PUA579-E600T (2800650)","CH21/P128","Zone  DSP2","PUA579-E600T","2800650","METTLER-TOLEDO (SCHWEIZ) AG","","B1070","PROD GMP  APPR OAPP QAPP","2005-12-01","CH20A54055","2010-09-10","M","B102","","PM-V2","CH21","","","2010-09-10"]
["10002404","BL99BL169","Balance au sol PUA579-E600T (2800651)","CH21/P128","Zone  DSP2","PUA579-E600T","2800651","METTLER-TOLEDO (SCHWEIZ) AG","","B1031","PROD GMP  APPR OAPP QAPP","2005-12-01","CH20A54055","2010-09-10","M","B102","","PM-V2","CH21","","","2010-09-10"]
["10002411","BL99BL170","Balance: KCC 150S   ( 2799037  )","CH21/P118","Zone Production USP2","KCC150S","2799037","METTLER-TOLEDO (SCHWEIZ) AG","","B1072","PROD GMP  APPR OAPP QAPP","2005-12-22","CH20A54055","2010-09-10","M","B102","","PM-V2","CH21","","","2010-09-10"]
["10004132","BL99BL171","Balance: KA 32S ( 2787873  )","CH21/P151","Zone Production USP5 s/sol","KA32S","2787873","METTLER-TOLEDO (SCHWEIZ) AG","","B0152","PROD GMP  APPR OAPP QAPP","2006-11-14","CH20A54055","2010-09-10","M","B102","","PM-V2","CH21","","","2010-09-10"]
["10004131","BL99BL172","Balance: KA 32S ( 2787874 )","CH21/P121","Zone  DSP1","KA32S","2787874","METTLER-TOLEDO (SCHWEIZ) AG","","B1094","PROD GMP  APPR OAPP QAPP","2006-11-14","CH20A54055","2010-09-10","M","B102","","PM-V2","CH21","","","2010-09-10"]
["10004144","BL99BL173","Balance au sol  ( 2899944 )","CH21/P120","Zone  DSP3","PUA579-E60D","2899944","METTLER-TOLEDO (SCHWEIZ) AG","","B10128","PROD APPR OAPP QAPP","2007-05-01","CH20A54055","2010-09-10","M","B102","","PM-V2","CH21","","","2010-09-10"]
["10004143","BL99BL174","Balance de table  ( 2899947 )","CH21/P120","Zone  DSP3","KA 32 S","2899947","METTLER-TOLEDO (SCHWEIZ) AG","","B10128","PROD APPR OAPP QAPP","2007-05-01","CH20A54055","2010-09-10","M","B102","","PM-V2","CH21","","","2010-09-10"]
["10004142","BL99BL175","Balance de table  ( 2899950 )","CH21/P151","Zone Production USP5 s/sol","KA 32 S","2899950","METTLER-TOLEDO (SCHWEIZ) AG","","B0148","PROD APPR OAPP QAPP","2007-05-01","CH20A54055","2010-09-10","M","B102","","PM-V2","CH21","","","2010-09-10"]
["10004126","BL99BL179","Balance: PBA 330  (3123041)","CH21/P111","Zone  USP1 et USP4","IDN425-B150","3123041","METTLER-TOLEDO (SCHWEIZ) AG","","B1042","PROD GMP  BUS  APPR OAPP QAPP","2010-01-04","CH20A54055","2010-09-10","M","B102","","PM-V2","CH21","","","2010-09-10"]
["10004125","BL99BL180","Balance: PBA 330  (3123040)","CH21/P111","Zone  USP1 et USP4","IDN425-B150","3123040","METTLER-TOLEDO (SCHWEIZ) AG","","B1042","PROD GMP  BUS  APPR OAPP QAPP","2010-01-04","CH20A54055","2010-09-10","M","B102","","PM-V2","CH21","","","2010-09-10"]
["10002383","BL99BL181","Balance XP32001L ( 1123491797)","CH21/P303","Pharmaceutical - ligne 3","XP32001L","1123491797","METTLER-TOLEDO (SCHWEIZ) AG","","B0042","PROD GMP  BUS  APPR OAPP QAPP","2010-02-01","CH20A54057","2010-09-10","M","B102","","PM-V2","CH21","","","2010-09-10"]
["10072784","BL99BL182","Balance: de sol (B728363090)","CH21/P111","Zone  USP1 et USP4","PUA579","B728363090","METTLER-TOLEDO (SCHWEIZ) AG","","B10150","PROD GMP  BUS  APPR OAPP QAPP","2017-05-30","CH20A54055","2017-08-03","M","B102","","PM-V2","CH21","","","2017-07-28"]
["10077080","BL99BL183","Balance au sol PUA579-CS600T","CH21/P122","Zone DSP4","PUA579-CS600","B824981183","METTLER-TOLEDO (SCHWEIZ) AG","","B1057","PROD GMP  BUS  APPR OAPP QAPP","2018-05-15","CH20A54055","2018-07-06","M","B102","","PM-V2","CH21","","","2018-07-12"]
["10055943","BL99MM","Imprimante GA46","CH21/P101","Tech Biotech","GA46","3267273","METTLER-TOLEDO (SCHWEIZ) AG","","B1023","PROD GMP  APPR OAPP QAPP","2011-11-29","CH20A54055","2011-12-28","M","B102","","PM-F","CH21","","","2011-12-26"]
["10055944","BL99MM","Imprimante GA46","CH21/P122","Zone DSP4","GA46","3267272","METTLER-TOLEDO (SCHWEIZ) AG","","B10145","PROD GMP  APPR OAPP QAPP","2011-11-29","CH20A54055","2011-12-28","M","B102","","PM-F","CH21","","","2011-12-26"]
["10055945","BL99MM","Imprimante GA46","CH21/P101","Tech Biotech","GA46","3267271","METTLER-TOLEDO (SCHWEIZ) AG","","B10105","PROD GMP  APPR OAPP QAPP","2011-11-29","CH20A54055","2011-12-28","M","B102","","PM-F","CH21","","","2011-12-26"]
["10055946","BL99MM","Imprimante GA46","CH21/P101","Tech Biotech","GA46","3267270","METTLER-TOLEDO (SCHWEIZ) AG","","B10105","PROD GMP  APPR OAPP QAPP","2011-11-29","CH20A54055","2011-12-28","M","B102","","PM-F","CH21","","","2011-12-26"]
["10064266","BL99MM","Imprimante","CH21/S400","Quality Control","RS-P42","B248566036","METTLER-TOLEDO (SCHWEIZ) AG","","A1056","PROD APPR OAPP QAPP","2012-11-29","CH20A55050","2014-01-27","M","B101","","PM-V2","CH21","","","2014-01-06"]
["10064297","BL99MM","Imprimante GA46","CH21/P101","Tech Biotech","GA46","3399110","METTLER-TOLEDO (SCHWEIZ) AG","","B1030","PROD GMP  APPR OAPP QAPP","2013-12-01","CH20A54055","2014-01-29","M","B102","","PM-F","CH21","","","2014-01-29"]
["10064298","BL99MM","Imprimante GA46","CH21/P101","Tech Biotech","GA46","3399109","METTLER-TOLEDO (SCHWEIZ) AG","","B10105","PROD GMP  APPR OAPP QAPP","2013-12-01","CH20A54055","2014-01-29","M","B102","","PM-F","CH21","","","2014-01-29"]
["10064299","BL99MM","Imprimante GA46","CH21/P101","Tech Biotech","GA46","3399108","METTLER-TOLEDO (SCHWEIZ) AG","","B10148","PROD GMP  APPR OAPP QAPP","2013-12-01","CH20A54055","2014-01-29","M","B102","","PM-F","CH21","","","2014-01-29"]
["10064300","BL99MM","Imprimante GA46","CH21/P101","Tech Biotech","GA46","3399107","METTLER-TOLEDO (SCHWEIZ) AG","","B10105","PROD GMP  APPR OAPP QAPP","2013-12-01","CH20A54055","2014-01-29","M","B102","","PM-F","CH21","","","2014-01-29"]
["10064301","BL99MM","Imprimante GA46","CH21/P101","Tech Biotech","GA46","3399106","METTLER-TOLEDO (SCHWEIZ) AG","","B10105","PROD GMP  APPR OAPP QAPP","2013-12-01","CH20A54055","2014-01-29","M","B102","","PM-F","CH21","","","2014-01-29"]
["10064302","BL99MM","Imprimante GA46","CH21/P170","Zone Production de Milieu s/sol","GA46","3399105","METTLER-TOLEDO (SCHWEIZ) AG","","B0142","PROD GMP  APPR OAPP QAPP","2013-12-01","CH20A54055","2014-01-29","M","B102","","PM-F","CH21","","","2014-01-29"]
["10067695","BL99MM","Imprimante P25","CH21/S400","Quality Control","P25","B512722100","METTLER-TOLEDO (SCHWEIZ) AG","","A1078","PROD APPR OAPP QAPP","2015-05-21","CH20A55050","2015-05-26","M","B101","","PM-V2","CH21","","","2015-05-21"]
["10067696","BL99MM","Imprimante P25","CH21/S400","Quality Control","P25","B512722096","METTLER-TOLEDO (SCHWEIZ) AG","","A1057","PROD APPR OAPP QAPP","2015-05-21","CH20A55050","2015-05-26","M","B101","","PM-V2","CH21","","","2015-05-21"]
["10067731","BL99MM","Imprimante GA46","CH21/P110","Zone Prod Biotech s/sol USP3","GA46","B519911749","METTLER-TOLEDO (SCHWEIZ) AG","","B10144","PROD GMP  APPR OAPP QAPP","2015-06-01","CH20A54055","2015-06-01","M","B102","","PM-V2","CH21","","","2015-06-01"]
["10071136","BL99MM","Imprimante P25","CH21/S400","Quality Control","P25","B610180378","METTLER-TOLEDO (SCHWEIZ) AG","","A1044","PROD APPR OAPP QAPP","2016-07-20","CH20A55050","2016-12-06","M","B101","","PM-V2","CH21","","","2016-07-21"]
["10071137","BL99MM","Imprimante P25","CH21/S400","Quality Control","P25","B610180404","METTLER-TOLEDO (SCHWEIZ) AG","","A1080","PROD APPR OAPP QAPP","2016-07-24","CH20A55050","2016-12-06","M","B101","","PM-V2","CH21","","","2016-07-24"]
["10072269","BL99MM","Imprimante GA46","CH21/P101","Tech Biotech","GA46","B709784457","METTLER-TOLEDO (SCHWEIZ) AG","","A0129","PROD GMP  APPR OAPP QAPP","2017-03-23","CH20A54055","2017-04-24","M","B101","","PM-F","CH21","","","2017-05-10"]
["10072270","BL99MM","Imprimante GA46","CH21/P101","Tech Biotech","GA46","B709784453","METTLER-TOLEDO (SCHWEIZ) AG","","A0129","PROD GMP  APPR OAPP QAPP","2017-03-23","CH20A54055","2017-04-24","M","B101","","PM-F","CH21","","","2017-05-10"]
["10072271","BL99MM","Imprimante GA46","CH21/P101","Tech Biotech","GA46","B709784456","METTLER-TOLEDO (SCHWEIZ) AG","","A0129","PROD GMP  APPR OAPP QAPP","2017-03-23","CH20A54055","2017-04-24","M","B101","","PM-F","CH21","","","2017-05-10"]
["10072272","BL99MM","Imprimante GA46","CH21/P101","Tech Biotech","GA46","B709784455","METTLER-TOLEDO (SCHWEIZ) AG","","A0129","PROD GMP  APPR OAPP QAPP","2017-03-23","CH20A54055","2017-04-24","M","B101","","PM-F","CH21","","","2017-05-10"]
["10072273","BL99MM","Imprimante GA46","CH21/P101","Tech Biotech","GA46","B709784452","METTLER-TOLEDO (SCHWEIZ) AG","","A0129","PROD GMP  APPR OAPP QAPP","2017-03-23","CH20A54055","2017-04-24","M","B101","","PM-F","CH21","","","2017-05-10"]
["10072274","BL99MM","Imprimante GA46","CH21/P101","Tech Biotech","GA46","B709784454","METTLER-TOLEDO (SCHWEIZ) AG","","A0129","PROD GMP  APPR OAPP QAPP","2017-03-23","CH20A54055","2017-04-24","M","B101","","PM-F","CH21","","","2017-05-10"]
["10002427","BL99MM002","IMPRIM. METTLER (C 17001)","CH21/S099","Dispo","GA24","C 17001","METTLER-TOLEDO (SCHWEIZ) AG","","?  (A101","OUT  APPR OAPP QAPP","1983-01-01","CH20A54052","2010-09-10","M","","","PM-V2","CH21","","?  (A1012","2010-09-10"]
["10002426","BL99MM005","IMPRIM. METTLER (C 20986)","CH21/P300","Pharmaceutical dry forms","GA 44","C 20986","METTLER-TOLEDO (SCHWEIZ) AG","","A0042","PROD APPR OAPP QAPP","1984-01-01","CH20A54057","2010-09-10","M","B101","","PM-V2","CH21","","","2010-09-10"]
["10003078","BL99MM007","IMPRIM. METTLER (F 15679)","CH21/P300","Pharmaceutical dry forms","GA 44","F 15679","METTLER-TOLEDO (SCHWEIZ) AG","","B0035","PROD APPR OAPP QAPP","1987-01-01","CH20A54057","2010-09-10","M","B102","","PM-V2","CH21","","","2010-09-10"]
["10002553","BL99MM013","IMPRIM. METTLER (J 23710)","CH21/P300","Pharmaceutical dry forms","GA 44","J 23710","METTLER-TOLEDO (SCHWEIZ) AG","","A0033","PROD APPR OAPP QAPP","1990-01-01","CH20A54057","2010-09-10","M","B101","","PM-V2","CH21","","","2010-09-10"]
["10004286","BL99MM014","IMPRIM. METTLER (J 23711)","CH21/P300","Pharmaceutical dry forms","GA 44","J 23711","METTLER-TOLEDO (SCHWEIZ) AG","","A0033","PROD APPR OAPP QAPP","1990-01-01","CH20A54057","2010-09-10","M","B101","","PM-V2","CH21","","","2010-09-10"]
["10002425","BL99MM015","IMPRIM. METTLER (J 50747)","CH21/S099","Dispo","GA 44","J 50747","METTLER-TOLEDO (SCHWEIZ) AG","","HS  (B01","OUT  APPR OAPP QAPP","1989-08-01","CH20A54052","2010-09-10","M","","","PM-V2","CH21","","HS  (B0142","2010-09-10"]
["10003502","BL99MM019","IMPRIM. METTLER  GD46 (1910656)","CH21/P121","Zone  DSP1","GD 46","1910656","METTLER-TOLEDO (SCHWEIZ) AG","","B1094","PROD APPR OAPP QAPP","1992-01-01","CH20A54055","2010-09-10","M","B102","","PM-V2","CH21","","","2010-09-10"]
["10002667","BL99MM027","Imprimante  METTLER (1113163022)","CH21/P111","Zone  USP1 et USP4","LC P45","1113163022","METTLER-TOLEDO (SCHWEIZ) AG","","B1007","PROD APPR OAPP QAPP","1990-01-01","CH20A54055","2010-09-10","M","B102","","PM-V2","CH21","","","2010-09-10"]
["10002923","BL99MM029","IMP. METTLER (N 05664)","CH21/P300","Pharmaceutical dry forms","GA45","N05664","METTLER-TOLEDO (SCHWEIZ) AG","","B0056","PROD APPR OAPP QAPP","1993-07-01","CH20A54057","2010-09-10","M","B102","","PM-V2","CH21","","","2010-09-10"]
["10002457","BL99MM032","IMP METTLER (M 62502)","CH21/S400","Quality Control","GA45","M 62502","METTLER-TOLEDO (SCHWEIZ) AG","","A1020","PROD APPR OAPP QAPP","1990-01-01","CH20A55050","2010-09-10","M","B101","","PM-V2","CH21","","","2010-09-10"]
["10003388","BL99MM033","IMP METTLER (1113102948)","CH21/P302","Pharmaceutical - ligne 2","LCP45","1113102948","METTLER-TOLEDO (SCHWEIZ) AG","","M0024","PROD APPR OAPP QAPP","1990-01-01","CH20A54057","2010-09-10","M","B103","","PM-V2","CH21","","","2010-09-10"]
["10003510","BL99MM037","IMP. METTLER  LC-P45  (1113131672)","CH21/P151","Zone Production USP5 s/sol","LCP45","1113131672","METTLER-TOLEDO (SCHWEIZ) AG","","B1072","PROD APPR OAPP QAPP","1994-04-01","CH20A54055","2010-09-10","M","B102","","PM-V2","CH21","","","2010-09-10"]
["10003256","BL99MM040","IMP METTLER (1113480656)","CH21/P101","Tech Biotech","LC P45","1113480656","METTLER-TOLEDO (SCHWEIZ) AG","","B10105","PROD GMP  APPR OAPP QAPP","1990-01-01","CH20A54055","2010-09-10","M","B102","","PM-V2","CH21","","","2010-09-10"]
["10003414","BL99MM042","IMPRIM. METTLER (2003489)","CH21/P122","Zone DSP4","GD 46","2003489","METTLER-TOLEDO (SCHWEIZ) AG","","B10144","PROD APPR OAPP QAPP","1994-04-26","CH20A54055","2010-09-10","M","B102","","PM-V2","CH21","","","2010-09-10"]
["10002424","BL99MM043","IMPRIM. METTLER (2001837)","CH21/S099","Dispo","GD 46","2001837","METTLER-TOLEDO (SCHWEIZ) AG","","B1023","OUT  APPR OAPP QAPP","1994-04-26","CH20A54052","2010-09-10","M","B102","","PM-V2","CH21","","B1023","2010-09-10"]
["10002509","BL99MM044","IMPRIM. METTLER (2002743)","CH21/P121","Zone  DSP1","GD 46","2002743","METTLER-TOLEDO (SCHWEIZ) AG","Concentration LH","B1018","PROD APPR OAPP QAPP","1994-04-26","CH20A54055","2010-09-10","M","B102","","PM-V2","CH21","","","2010-09-10"]
["10002422","BL99MM053","IMPRIM. METTLER (2002744)","CH21/S099","Dispo","GD 46","2002744","METTLER-TOLEDO (SCHWEIZ) AG","","B1046","OUT  APPR OAPP QAPP","1994-04-01","CH20A54052","2010-09-10","M","B102","","PM-V2","CH21","","B1046","2010-09-10"]
["10004170","BL99MM054","IMPRIM. METTLER (2002742)","CH21/P101","Tech Biotech","GD 46","2002742","METTLER-TOLEDO (SCHWEIZ) AG","","B10105","PROD GMP  APPR OAPP QAPP","1994-04-01","CH20A54055","2010-09-10","M","B102","","PM-V2","CH21","","","2010-09-10"]
["10004175","BL99MM055","IMPRIM. METTLER (1992962)","CH21/P111","Zone  USP1 et USP4","GD 46","1992962","METTLER-TOLEDO (SCHWEIZ) AG","","A0152","PROD APPR OAPP QAPP","1994-01-01","CH20A54055","2010-09-10","M","B101","","PM-V2","CH21","","","2010-09-10"]
["10003467","BL99MM056","IMPRIM. METTLER (2053006)","CH21/P120","Zone  DSP3","GD 46","2053006","METTLER-TOLEDO (SCHWEIZ) AG","","B1036","PROD GMP  APPR OAPP QAPP","1995-10-30","CH20A54055","2010-09-10","M","B102","","PM-V2","CH21","","","2010-09-10"]
["10002480","BL99MM058","IMP. METTLER (2034846)","CH21/P152","Zone Production DSP","GD46","2034846","METTLER-TOLEDO (SCHWEIZ) AG","","A1023","PROD APPR OAPP QAPP","1995-03-01","CH20A54055","2010-09-10","M","B101","","PM-V2","CH21","","","2010-09-10"]
["10002775","BL99MM059","IMP.METTLER (1114070869)","CH21/S400","Quality Control","LC-P45","1114070869","METTLER-TOLEDO (SCHWEIZ) AG","","A1056","PROD APPR OAPP QAPP","1995-03-16","CH20A55050","2010-09-10","M","B101","","PM-V2","CH21","","","2010-09-10"]
["10002482","BL99MM060","IMP METTLER (2017046)","CH21/P151","Zone Production USP5 s/sol","GD46","2017046","METTLER-TOLEDO (SCHWEIZ) AG","","B0144","PROD GMP  APPR OAPP QAPP","1990-01-01","CH20A54055","2010-09-10","M","B102","","PM-V2","CH21","","","2010-09-10"]
["10002847","BL99MM061","IMP METTLER (1114070868)","CH21/S400","Quality Control","LC-P45","1114070868","METTLER-TOLEDO (SCHWEIZ) AG","","A1044","PROD APPR OAPP QAPP","1995-04-01","CH20A55050","2010-09-10","M","B101","","PM-V2","CH21","","","2010-09-10"]
["10002941","BL99MM062","Imprimante Mettler","CH21/S400","Quality Control","LC-P45","1114093881","METTLER-TOLEDO (SCHWEIZ) AG","","A1066","PROD APPR OAPP QAPP","1995-04-01","CH20A55050","2010-09-10","M","B101","","PM-V2","CH21","","","2010-09-10"]
["10002421","BL99MM064","IMP METTLER (N38244)","CH21/S099","Dispo","GA45","N38244","METTLER-TOLEDO (SCHWEIZ) AG","","HS ?","OUT  APPR OAPP QAPP","1993-01-01","CH20A54052","2010-09-10","M","","","PM-V2","CH21","","HS ?","2010-09-10"]
["10002809","BL99MM067","IMP.MET.(2038981)","CH21/P170","Zone Production de Milieu s/sol","GD46","2038981","METTLER-TOLEDO (SCHWEIZ) AG","","B0142","PROD APPR OAPP QAPP","1995-05-01","CH20A54055","2010-09-10","M","B102","","PM-V2","CH21","","","2010-09-10"]
["10003357","BL99MM068","IMP.MET.(2038982)","CH21/P101","Tech Biotech","GD46","2038982","METTLER-TOLEDO (SCHWEIZ) AG","","B10105","PROD GMP  APPR OAPP QAPP","1995-05-01","CH20A54055","2010-09-10","M","B102","","PM-V2","CH21","","","2010-09-10"]
["10002935","BL99MM075","IMP METTLER (1114221952)","CH21/S400","Quality Control","LC-P45","1114221952","METTLER-TOLEDO (SCHWEIZ) AG","","A1078","PROD APPR OAPP QAPP","1995-06-29","CH20A55050","2010-09-10","M","B101","","PM-V2","CH21","","","2010-09-10"]
["10003340","BL99MM077","IMP. METTLER (5114239184)","CH21/P300","Pharmaceutical dry forms","GA42","5114239184","METTLER-TOLEDO (SCHWEIZ) AG","","B0035","PROD APPR OAPP QAPP","1995-07-12","CH20A54057","2010-09-10","M","B102","","PM-V2","CH21","","","2010-09-10"]
["10002467","BL99MM080","IMP METTLER (1114402197)","CH21/S400","Quality Control","LC-P45","1114402197","METTLER-TOLEDO (SCHWEIZ) AG","","A1020","PROD APPR OAPP QAPP","1995-10-30","CH20A55050","2010-09-10","M","B101","","PM-V2","CH21","","","2010-09-10"]
["10005265","BL99MM082","IMP.METTLER (1115071984)","CH21/P101","Tech Biotech","LC-P45","1115071984","METTLER-TOLEDO (SCHWEIZ) AG","","A0129","PROD APPR OAPP QAPP","1996-05-01","CH20A54055","2010-09-10","M","B101","","PM-F","CH21","","","2010-09-10"]
["10005937","BL99MM086","IMP.METTLER (1115071983)","CH21/P101","Tech Biotech","LC-P45","1115071983","METTLER-TOLEDO (SCHWEIZ) AG","","A0129","PROD APPR OAPP QAPP","1996-05-01","CH20A54055","2010-09-10","M","B101","","PM-F","CH21","","","2010-09-10"]
["10002533","BL99MM089","IMP. METTLER (2104746A)","CH21/P122","Zone DSP4","GD46","2104746A","METTLER-TOLEDO (SCHWEIZ) AG","","B10148","PROD APPR OAPP QAPP","1997-04-15","CH20A54055","2010-09-10","M","B102","","PM-V2","CH21","","","2010-09-10"]
["10002579","BL99MM092","IMP. METTLER (1116452993)","CH21/S400","Quality Control","LC-P45","1116452993","METTLER-TOLEDO (SCHWEIZ) AG","","A1057","PROD APPR OAPP QAPP","1997-11-19","CH20A55050","2010-09-10","M","B101","","PM-V2","CH21","","","2010-09-10"]
["10002889","BL99MM093","IMP. MET.(1117023283)","CH21/P120","Zone  DSP3","LCP43","1117023283","METTLER-TOLEDO (SCHWEIZ) AG","","B10128","PROD GMP  APPR OAPP QAPP","1998-01-15","CH20A54055","2010-09-10","M","B102","","PM-V2","CH21","","","2010-09-10"]
["10002475","BL99MM096","IMPRIM. LC-P-CALC  (1117490201)","CH21/P302","Pharmaceutical - ligne 2","LC-P-CALC","1117490201","METTLER-TOLEDO (SCHWEIZ) AG","","M0026","PROD APPR OAPP QAPP","1999-04-01","CH20A54057","2010-09-10","M","B103","","PM-V2","CH21","","","2010-09-10"]
["10005674","BL99MM098","IMPRIM. GA46  (2442672)","CH21/S099","Dispo","GA 46","2442672","METTLER-TOLEDO (SCHWEIZ) AG","","CA-CB3B","STO  APPR OAPP QAPP","2001-08-23","CH20A54052","2010-09-10","M","B201","","","CH21","","","2010-09-10"]
["10002417","BL99MM099","IMPRIM. GA46  (2356689)","CH21/P101","Tech Biotech","GA 46","2356689","METTLER-TOLEDO (SCHWEIZ) AG","","A0129","PROD APPR OAPP QAPP","2000-09-01","CH20A54055","2010-09-10","M","B101","","PM-V2","CH21","","","2010-09-10"]
["10002398","BL99MM100","Imprimante GA46  (2800654)","CH21/P128","Zone  DSP2","GA46","2800654","METTLER-TOLEDO (SCHWEIZ) AG","","B10114","PROD APPR OAPP QAPP","2005-12-01","CH20A54055","2010-09-10","M","B102","","PM-V2","CH21","","","2010-09-10"]
["10002397","BL99MM101","Imprimante GA46 (2800655)","CH21/P128","Zone  DSP2","GA46","2800655","METTLER-TOLEDO (SCHWEIZ) AG","","B1073","PROD GMP  APPR OAPP QAPP","2005-12-01","CH20A54055","2010-09-10","M","B102","","PM-V2","CH21","","","2010-09-10"]
["10002396","BL99MM103","Imprimante GA46  (2799039)","CH21/P128","Zone  DSP2","GA46","2799039","METTLER-TOLEDO (SCHWEIZ) AG","","B1034","PROD APPR OAPP QAPP","2005-12-01","CH20A54055","2010-09-10","M","B102","","PM-V2","CH21","","","2010-09-10"]
["10002395","BL99MM104","Imprimante GA46  (2799033)","CH21/P128","Zone  DSP2","GA46","2799033","METTLER-TOLEDO (SCHWEIZ) AG","","B1031","PROD GMP  APPR OAPP QAPP","2005-12-01","CH20A54055","2010-09-10","M","B102","","PM-V2","CH21","","","2010-09-10"]
["10002394","BL99MM105","Imprimante GA46  (2800258)","CH21/P128","Zone  DSP2","GA46","2800258","METTLER-TOLEDO (SCHWEIZ) AG","","B10114","PROD GMP  APPR OAPP QAPP","2005-12-01","CH20A54055","2010-09-10","M","B102","","PM-V2","CH21","","","2010-09-10"]
["10002409","BL99MM109","Imprimante GA46  ( 2799032   )","CH21/P118","Zone Production USP2","GA46","2799032","METTLER-TOLEDO (SCHWEIZ) AG","","B1072","PROD APPR OAPP QAPP","2005-12-22","CH20A54055","2010-09-10","M","B102","","PM-V2","CH21","","","2010-09-10"]
["10004138","BL99MM110","Imprimante IP21D ( 2899949 )","CH21/P120","Zone  DSP3","IP21D","2899949","METTLER-TOLEDO (SCHWEIZ) AG","","B10128","PROD APPR OAPP QAPP","2007-05-01","CH20A54055","2010-09-10","M","B102","","PM-V2","CH21","","","2010-09-10"]
["10004137","BL99MM111","Imprimante IP21D ( 2899952 )","CH21/P120","Zone  DSP3","IP21D","2899952","METTLER-TOLEDO (SCHWEIZ) AG","","B0144","PROD APPR OAPP QAPP","2007-05-01","CH20A54055","2010-09-10","M","B102","","PM-V2","CH21","","","2010-09-10"]
["10004136","BL99MM112","Imprimante IP21D ( 28999546)","CH21/P120","Zone  DSP3","IP21D","2899946","METTLER-TOLEDO (SCHWEIZ) AG","","B10128","PROD APPR OAPP QAPP","2007-05-01","CH20A54055","2010-09-10","M","B102","","PM-V2","CH21","","","2010-09-10"]
["10002392","BL99MM113","Imprimante GA46 (2780133)","CH21/P303","Pharmaceutical - ligne 3","GA46","2780133","METTLER-TOLEDO (SCHWEIZ) AG","","B0042","PROD GMP  BUS  APPR OAPP QAPP","2007-05-07","CH20A54057","2010-09-10","M","B102","","PM-V2","CH21","","","2010-09-10"]
["10002391","BL99MM114","Imprimante GA46 (2781585)","CH21/P302","Pharmaceutical - ligne 2","GA46","2781585","METTLER-TOLEDO (SCHWEIZ) AG","","M0025","PROD GMP  BUS  APPR OAPP QAPP","2007-05-07","CH20A54057","2010-09-10","M","B103","","PM-V2","CH21","","","2010-09-10"]
["10002390","BL99MM115","Imprimante GA46","CH21/P303","Pharmaceutical - ligne 3","GA46","2912131","METTLER-TOLEDO (SCHWEIZ) AG","","B0042","PROD GMP  BUS  APPR OAPP QAPP","2007-06-14","CH20A54057","2010-09-10","M","B102","","PM-V2","CH21","","","2010-09-10"]
["10005969","BL99MM116","Imprimante et terminal Mettler","CH21/S099","Dispo","ED2100","0715012","SAUTER SA","","CA-CB3B","STO  APPR OAPP QAPP","1995-04-01","CH20A54052","2010-09-10","M","B201","","PM-V2","CH21","","","2010-09-10"]
["10043378","BL99MM117","IMPRIM. METTLER (3198242)","CH21/P101","Tech Biotech","GA46","3198242","METTLER-TOLEDO (SCHWEIZ) AG","","B10150","PROD GMP  APPR OAPP QAPP","2011-01-13","CH20A54055","2011-01-14","M","B102","","PM-F","CH21","","","2011-02-01"]
["10043379","BL99MM118","IMPRIM. METTLER (3198243)","CH21/P101","Tech Biotech","GA46","3198243","METTLER-TOLEDO (SCHWEIZ) AG","","B1075","PROD GMP  APPR OAPP QAPP","2011-01-13","CH20A54055","2011-01-14","M","B102","","PM-F","CH21","","","2011-02-01"]
["10072786","BL99MM119","Imprimante GA46  ( B723209928 )","CH21/P111","Zone  USP1 et USP4","GA46","B723209928","METTLER-TOLEDO (SCHWEIZ) AG","","B1057","PROD GMP  BUS  APPR OAPP QAPP","2017-05-30","CH20A54055","2017-08-03","M","B102","","PM-V2","CH21","","","2017-07-28"]
["10077171","BL99MM120","Imprimante  METTLER (B820858209)","CH21/P111","Zone  USP1 et USP4","APR331","B820858209","METTLER-TOLEDO (SCHWEIZ) AG","","B1057","PROD GMP  BUS  APPR OAPP QAPP","2018-05-15","CH20A54055","2018-07-23","M","B102","","PM-V2","CH21","","","2018-07-12"]
["10079314","BL99MM121","Imprimante P-52RUE ( BL99MM121 )","CH21/P128","Zone  DSP2","P-52RUE","J2185V00000038","METTLER-TOLEDO (SCHWEIZ) AG","","B1031","PROD GMP  BUS  APPR OAPP QAPP","2018-07-13","CH20A54055","2018-08-29","M","B102","","PM-V2","CH21","","","2018-08-17"]
["10079318","BL99MM122","Imprimante APR331 ( BL99MM122 )","CH21/P118","Zone Production USP2","APR331","B830171373","METTLER-TOLEDO (SCHWEIZ) AG","","B1075","PROD GMP  BUS  APPR OAPP QAPP","2018-07-13","CH20A54055","2018-08-29","M","B102","","PM-V2","CH21","","","2018-08-17"]
["10079319","BL99MM123","Imprimante APR331 (BL9MM123 )","CH21/P118","Zone Production USP2","APR331","B820858209","METTLER-TOLEDO (SCHWEIZ) AG","","B1057","PROD GMP  BUS  APPR OAPP QAPP","2018-05-15","CH20A54055","2018-08-30","M","B102","","PM-V2","CH21","","","2018-07-12"]
["10046998","BL99OR","Terminal de pesée","CH21/P306","Pharmaceutical - ligne 6","CISPRO","27402274","SARTORIUS Stedim Biotech GMBH","","B0022","PROD GMP  BUS  APPR OAPP QAPP","2011-11-29","CH20A54057","2011-11-03","M","B102","","PM-D1","CH21","","","2012-05-09"]
["10046999","BL99OR","Terminal de pesée","CH21/P306","Pharmaceutical - ligne 6","CISPRO","27311410","SARTORIUS Stedim Biotech GMBH","","B0022","PROD GMP  BUS  APPR OAPP QAPP","2011-11-29","CH20A54057","2011-11-03","M","B102","","PM-D1","CH21","","","2012-05-09"]
["10055947","BL99OR","Terminal de pesée IND690","CH21/P101","Tech Biotech","IND690","3267269","METTLER-TOLEDO (SCHWEIZ) AG","","B10105","PROD GMP  APPR OAPP QAPP","2011-11-29","CH20A54055","2011-12-28","M","B102","","PM-F","CH21","","","2011-12-26"]
["10055948","BL99OR","Terminal de pesée IND690","CH21/P101","Tech Biotech","IND690","3267268","METTLER-TOLEDO (SCHWEIZ) AG","","B10105","PROD GMP  APPR OAPP QAPP","2011-11-29","CH20A54055","2011-12-28","M","B102","","PM-F","CH21","","","2011-12-26"]
["10055949","BL99OR","Terminal de pesée IND690","CH21/P101","Tech Biotech","IND690","3267267","METTLER-TOLEDO (SCHWEIZ) AG","","B1023","PROD GMP  APPR OAPP QAPP","2011-11-29","CH20A54055","2011-12-28","M","B102","","PM-F","CH21","","","2011-12-26"]
["10055950","BL99OR","Terminal de pesée IND690","CH21/P122","Zone DSP4","IND690","3267266","METTLER-TOLEDO (SCHWEIZ) AG","","B10145","PROD GMP  APPR OAPP QAPP","2011-11-29","CH20A54055","2011-12-28","M","B102","","PM-F","CH21","","","2011-12-26"]
["10056054","BL99OR","Terminal de pesée","CH21/P306","Pharmaceutical - ligne 6","CISPRO","27311409","SARTORIUS Stedim Biotech GMBH","","B0022","PROD GMP  BUS  APPR OAPP QAPP","2011-11-29","CH20A54057","2012-01-11","M","B102","","PM-D1","CH21","","","2012-05-09"]
["10056055","BL99OR","Terminal de pesée","CH21/P306","Pharmaceutical - ligne 6","CISPRO","27402273","SARTORIUS Stedim Biotech GMBH","","B0022","PROD GMP  BUS  APPR OAPP QAPP","2011-11-29","CH20A54057","2012-01-11","M","B102","","PM-D1","CH21","","","2012-05-09"]
["10059409","BL99OR","Terminal pesée Sartorius","CH21/P305","Pharmaceutical - ligne 5","CISPRO IL64","27811599","SARTORIUS","","B0059","PROD GMP  BUS  APPR OAPP QAPP","2012-07-04","CH20A54057","2012-09-07","M","B102","","PM-D1","CH21","","","2012-09-17"]
["10059411","BL99OR","Terminal pesée Sartorius","CH21/P305","Pharmaceutical - ligne 5","CISPRO IL64","27811598","SARTORIUS","","B0059","PROD GMP  BUS  APPR OAPP QAPP","2012-07-04","CH20A54057","2012-09-07","M","B102","","PM-D1","CH21","","","2012-09-17"]
["10063435","BL99OR","Terminal de pesée IND690","CH21/P101","Tech Biotech","IND690","3380250","METTLER-TOLEDO (SCHWEIZ) AG","","B1075","PROD GMP  APPR OAPP QAPP","2013-08-01","CH20A54055","2013-11-08","M","B102","","PM-F","CH21","","","2013-08-01"]
["10063436","BL99OR","Terminal de pesée IND690","CH21/P170","Zone Production de Milieu s/sol","IND690","3380251","METTLER-TOLEDO (SCHWEIZ) AG","","B0142","PROD GMP  APPR OAPP QAPP","2013-08-01","CH20A54055","2013-11-08","M","B102","","PM-F","CH21","","","2013-08-01"]
["10063437","BL99OR","Terminal de pesée IND690","CH21/P101","Tech Biotech","IND690","3380252","METTLER-TOLEDO (SCHWEIZ) AG","","B10148","PROD GMP  APPR OAPP QAPP","2013-08-01","CH20A54055","2013-11-08","M","B102","","PM-F","CH21","","","2013-08-01"]
["10063438","BL99OR","Terminal de pesée IND690","CH21/P101","Tech Biotech","IND690","3380253","METTLER-TOLEDO (SCHWEIZ) AG","","A0129","PROD GMP  APPR OAPP QAPP","2013-08-01","CH20A54055","2013-11-08","M","B101","","PM-F","CH21","","","2013-08-01"]
["10063439","BL99OR","Terminal de pesée IND690","CH21/P101","Tech Biotech","IND690","3380254","METTLER-TOLEDO (SCHWEIZ) AG","","B1030","PROD GMP  APPR OAPP QAPP","2013-08-01","CH20A54055","2013-11-08","M","B102","","PM-F","CH21","","","2013-08-01"]
["10064295","BL99OR","Terminal de pesée IND690","CH21/P101","Tech Biotech","IND690","3399102","METTLER-TOLEDO (SCHWEIZ) AG","","A0129","PROD GMP  APPR OAPP QAPP","2013-12-01","CH20A54055","2014-01-29","M","B101","","PM-F","CH21","","","2014-01-29"]
["10064296","BL99OR","Terminal de pesée IND690","CH21/P101","Tech Biotech","IND690","3399103","METTLER-TOLEDO (SCHWEIZ) AG","","A0129","PROD GMP  APPR OAPP QAPP","2013-12-01","CH20A54055","2014-01-29","M","B101","","PM-F","CH21","","","2014-01-29"]
["10065948","BL99OR","Terminal de pesée IND690 DESK","CH21/P122","Zone DSP4","IND690 DESK","3351533/2013","METTLER-TOLEDO (SCHWEIZ) AG","","B10148","PROD GMP  BUS  APPR OAPP QAPP","2013-03-17","CH20A54055","2014-10-06","M","B102","","PM-F","CH21","","","2014-10-06"]
["10067730","BL99OR","Terminal de pesée  IND690","CH21/P110","Zone Prod Biotech s/sol USP3","IND690","B519911867","METTLER-TOLEDO (SCHWEIZ) AG","","B10144","PROD GMP  APPR OAPP QAPP","2015-06-01","CH20A54055","2015-06-01","M","B102","","PM-V2","CH21","","","2015-06-01"]
["10072263","BL99OR","Terminal de pesée IND690","CH21/P101","Tech Biotech","IND690","B709771624","METTLER-TOLEDO (SCHWEIZ) AG","","B1036","PROD GMP  APPR OAPP QAPP","2017-03-23","CH20A54055","2017-04-24","M","B102","","PM-F","CH21","","","2017-05-10"]
["10072264","BL99OR","Terminal de pesée IND690","CH21/P101","Tech Biotech","IND690","B709771625","METTLER-TOLEDO (SCHWEIZ) AG","","A0129","PROD GMP  APPR OAPP QAPP","2017-03-23","CH20A54055","2017-04-24","M","B101","","PM-F","CH21","","","2017-05-10"]
["10072265","BL99OR","Terminal de pesée IND690","CH21/P101","Tech Biotech","IND690","B709771627","METTLER-TOLEDO (SCHWEIZ) AG","","A0129","PROD GMP  APPR OAPP QAPP","2017-03-23","CH20A54055","2017-04-24","M","B101","","PM-F","CH21","","","2017-05-10"]
["10072266","BL99OR","Terminal de pesée IND690","CH21/P101","Tech Biotech","IND690","B709771622","METTLER-TOLEDO (SCHWEIZ) AG","","A0129","PROD GMP  APPR OAPP QAPP","2017-03-23","CH20A54055","2017-04-24","M","B101","","PM-F","CH21","","","2017-05-10"]
["10072267","BL99OR","Terminal de pesée IND690","CH21/P101","Tech Biotech","IND690","B709771626","METTLER-TOLEDO (SCHWEIZ) AG","","B1017","PROD GMP  APPR OAPP QAPP","2017-03-23","CH20A54055","2017-04-24","M","B102","","PM-F","CH21","","","2017-05-10"]
["10072268","BL99OR","Terminal de pesée IND690","CH21/P101","Tech Biotech","IND690","B709771623","METTLER-TOLEDO (SCHWEIZ) AG","","A0129","PROD GMP  APPR OAPP QAPP","2017-03-23","CH20A54055","2017-04-24","M","B101","","PM-F","CH21","","","2017-05-10"]
["10002481","BL99OR001","Terminal de pesée: ID5    (2022304)","CH21/P151","Zone Production USP5 s/sol","ID5","2022304","METTLER-TOLEDO (SCHWEIZ) AG","","B0144","PROD GMP  APPR OAPP QAPP","1995-05-01","CH20A54055","2010-09-10","M","B102","","PM-V2","CH21","","","2010-09-10"]
["10002479","BL99OR017","Terminal de pesée: ID5   (2031378)","CH21/P152","Zone Production DSP","ID5","2031378","METTLER-TOLEDO (SCHWEIZ) AG","","A1023","PROD APPR OAPP QAPP","1995-01-01","CH20A54055","2010-09-10","M","B101","","PM-V2","CH21","","","2010-09-10"]
["10002926","BL99OR025","Terminal de pesée: ID5 (2001840","CH21/P121","Zone  DSP1","ID5/NET","2001840","METTLER-TOLEDO (SCHWEIZ) AG","","B1094","PROD APPR OAPP QAPP","1990-01-01","CH20A54055","2010-09-10","M","B102","","PM-V2","CH21","","","2010-09-10"]
["10003283","BL99OR026","Terminal de pesée: ID5  (2001556","CH21/P121","Zone  DSP1","ID5","2001556","METTLER-TOLEDO (SCHWEIZ) AG","Concentration LH","A0129","PROD APPR OAPP QAPP","1994-01-01","CH20A54055","2010-09-10","M","B101","","PM-V2","CH21","","","2010-09-10"]
["10002419","BL99OR030","Terminal de pesée: ID5   (1991910","CH21/P151","Zone Production USP5 s/sol","ID5/BASE","1991910","METTLER-TOLEDO (SCHWEIZ) AG","","B1060","PROD APPR OAPP QAPP","1994-01-21","CH20A54055","2010-09-10","M","B102","","PM-V2","CH21","","","2010-09-10"]
["10003246","BL99OR033","Terminal de pesée ID1 plus   (2356690)","CH21/P400","Packaging","ID1 PLUS","2356690","METTLER-TOLEDO (SCHWEIZ) AG","","CC0003","PROD APPR OAPP QAPP","2001-03-01","CH20A54056","2010-09-10","M","B203","","PM-V2","CH21","","","2010-09-10"]
["10002415","BL99OR035","Terminal de pesée: ID5  (2131445","CH21/P152","Zone Production DSP","ID5","2131445","METTLER-TOLEDO (SCHWEIZ) AG","","A1023","PROD APPR OAPP QAPP","2003-12-15","CH20A54055","2010-09-10","M","B101","","PM-V2","CH21","","","2010-09-10"]
["10002403","BL99OR037","terminal de pesée ID7 (2799031)","CH21/P128","Zone  DSP2","ID7","2799031","METTLER-TOLEDO (SCHWEIZ) AG","","B10114","PROD GMP  APPR OAPP QAPP","2005-12-01","CH20A54055","2010-09-10","M","B102","","PM-V2","CH21","","","2010-09-10"]
["10002402","BL99OR038","terminal de pesée ID7 (2800653)","CH21/P128","Zone  DSP2","ID7","2800653","METTLER-TOLEDO (SCHWEIZ) AG","","B1073","PROD GMP  APPR OAPP QAPP","2005-12-01","CH20A54055","2010-09-10","M","B102","","PM-V2","CH21","","","2010-09-10"]
["10002401","BL99OR039","terminal de pesée ID7  (2800652)","CH21/P128","Zone  DSP2","ID7","2800652","METTLER-TOLEDO (SCHWEIZ) AG","","B1031","PROD GMP  APPR OAPP QAPP","2005-12-01","CH20A54055","2010-09-10","M","B102","","PM-V2","CH21","","","2010-09-10"]
["10002400","BL99OR040","terminal de pesée ID7  (2799038)","CH21/P128","Zone  DSP2","ID7","2799038","METTLER-TOLEDO (SCHWEIZ) AG","","B1034","PROD APPR OAPP QAPP","2005-12-01","CH20A54055","2010-09-10","M","B102","","PM-V2","CH21","","","2010-09-10"]
["10002399","BL99OR042","terminal de pesée EX","CH21/P128","Zone  DSP2","ID7 EX","2800657","METTLER-TOLEDO (SCHWEIZ) AG","","B10114","PROD APPR OAPP QAPP","2005-12-01","CH20A54055","2010-09-10","M","B102","","PM-V2","CH21","","","2010-09-10"]
["10002410","BL99OR043","terminal de pesée ID7","CH21/P118","Zone Production USP2","ID7 DESK","2799030","METTLER-TOLEDO (SCHWEIZ) AG","","B1072","PROD APPR OAPP QAPP","2005-12-22","CH20A54055","2010-09-10","M","B102","","PM-V2","CH21","","","2010-09-10"]
["10004141","BL99OR044","Terminal IND690 ( 2899948 )","CH21/P120","Zone  DSP3","IND 690","2899948","METTLER-TOLEDO (SCHWEIZ) AG","","B10128","PROD APPR OAPP QAPP","2007-05-01","CH20A54055","2010-09-10","M","B102","","PM-V2","CH21","","","2010-09-10"]
["10004140","BL99OR045","Terminal IND690 ( 2899945 )","CH21/P120","Zone  DSP3","IND 690","2899945","METTLER-TOLEDO (SCHWEIZ) AG","","B10128","PROD APPR OAPP QAPP","2007-05-01","CH20A54055","2010-09-10","M","B102","","PM-V2","CH21","","","2010-09-10"]
["10004139","BL99OR046","Terminal IND690 ( 2899951 )","CH21/P120","Zone  DSP3","IND 690","2899951","METTLER-TOLEDO (SCHWEIZ) AG","","B0144","PROD APPR OAPP QAPP","2007-05-01","CH20A54055","2010-09-10","M","B102","","PM-V2","CH21","","","2010-09-10"]
["10002393","BL99OR047","terminal de pesée ID7 2000  (2780132)","CH21/P303","Pharmaceutical - ligne 3","ID7 2000","2780132","METTLER-TOLEDO (SCHWEIZ) AG","","B0042","PROD GMP  BUS  APPR OAPP QAPP","2007-05-07","CH20A54057","2010-09-10","M","B102","","PM-V2","CH21","","","2010-09-10"]
["10004135","BL99OR048","terminal de pesée ID7 2000  (2775800)","CH21/P302","Pharmaceutical - ligne 2","ID7 2000","2775800","METTLER-TOLEDO (SCHWEIZ) AG","","M0025","PROD GMP  BUS  APPR OAPP QAPP","2007-05-07","CH20A54057","2010-09-10","M","B103","","PM-V2","CH21","","","2010-09-10"]
["10004134","BL99OR049","terminal de pesée ID7  ( 27550027)","CH21/P303","Pharmaceutical - ligne 3","ID7 2000","2750027","METTLER-TOLEDO (SCHWEIZ) AG","","B0042","PROD GMP  BUS  APPR OAPP QAPP","2007-06-14","CH20A54057","2010-09-10","M","B102","","PM-V2","CH21","","","2010-09-10"]
["10043380","BL99OR050","Terminal de pesée (3198241)","CH21/P101","Tech Biotech","IND690","3198241","METTLER-TOLEDO (SCHWEIZ) AG","","B10150","PROD GMP  APPR OAPP QAPP","2011-01-13","CH20A54055","2011-01-14","M","B102","","PM-F","CH21","","","2011-02-01"]
["10043381","BL99OR051","Terminal de pesée (3198240)","CH21/P101","Tech Biotech","IND690","3198240","METTLER-TOLEDO (SCHWEIZ) AG","","B1025","PROD GMP  APPR OAPP QAPP","2011-01-13","CH20A54055","2011-01-14","M","B102","","PM-F","CH21","","","2011-02-01"]
["10072785","BL99OR052","Terminal de pesée IND690 (B723209891)","CH21/P111","Zone  USP1 et USP4","IND690","B723209891","METTLER-TOLEDO (SCHWEIZ) AG","","B1057","PROD GMP  BUS  APPR OAPP QAPP","2017-05-30","CH20A54055","2017-08-03","M","B102","","PM-V2","CH21","","","2017-07-28"]
["10077172","BL99OR053","Terminal de pesée IND690 (B820858353)","CH21/P111","Zone  USP1 et USP4","IND690","B820858353","METTLER-TOLEDO (SCHWEIZ) AG","","B1057","PROD GMP  BUS  APPR OAPP QAPP","2018-05-15","CH20A54055","2018-07-23","M","B102","","PM-V2","CH21","","","2018-07-12"]
["10079317","BL99OR054","Terminal de pesée IND690 ( BL99OR054 )","CH21/P118","Zone Production USP2","IND690","B830176423","METTLER-TOLEDO (SCHWEIZ) AG","","B1075","PROD GMP  BUS  APPR OAPP QAPP","2018-07-13","CH20A54055","2018-08-29","M","B102","","PM-V2","CH21","","","2018-08-17"]
["10079320","BL99OR055","Terminal de pesée IND690 ( BL99OR055 )","CH21/P118","Zone Production USP2","IND690","B820858353","METTLER-TOLEDO (SCHWEIZ) AG","","B1057","PROD GMP  BUS  APPR OAPP QAPP","2018-05-15","CH20A54055","2018-08-30","M","B102","","PM-V2","CH21","","","2018-07-12"]
["10082009","BL99OR056","BL99OR056 Terminal de pesée","CH21/P110","Zone Prod Biotech s/sol USP3","IND","B906214097/2019","METTLER-TOLEDO (SCHWEIZ) AG","","B0160","PROD GMP  BUS  APPR OAPP QAPP","2019-03-26","CH20A54055","2019-04-05","M","B102","","PM-V1","CH21","","","2019-05-10"]
["10066230","CG","Camion semi-remorque frigorifique SR2","CH21/S100","Logistic & Warehouse","SR2","VM3LVFS3FE1R26941","Lamberet","SMF_WAREHOUSE","K00","PROD GMP  APPR OAPP QAPP","2014-09-01","CH20A53555","2014-11-25","M","B104","","PM-C3","CH21","","","2014-11-25"]
["10066751","CG","Vitrine frigorifique (boissons)","CH21/U250/____GF27","Groupe froid  Cafétéria   GF27","","","","","A0051","PROD APPR OAPP QAPP","2014-06-01","CH20A54052","2015-01-05","M","B101","","PM-C3","CH21","","","2014-06-01"]
["10066752","CG","Vitrine frigorifique (desserts+armoire)","CH21/U250/____GF27","Groupe froid  Cafétéria   GF27","","","","","A0051","PROD APPR OAPP QAPP","2014-06-01","CH20A54052","2015-01-05","M","B101","","PM-C3","CH21","","","2014-06-01"]
["10066753","CG","Vitrine frigorifique (salades bar)","CH21/U250/____GF27","Groupe froid  Cafétéria   GF27","","","","","A0051","PROD APPR OAPP QAPP","2014-06-01","CH20A54052","2015-01-05","M","B101","","PM-C3","CH21","","","2014-06-01"]
["10066754","CG","Frigidaire double entrée, cafétéria","CH21/U250/____GF27","Groupe froid  Cafétéria   GF27","R404A","AFR1201421008897","","","A0052","PROD APPR OAPP QAPP",null,"CH20A54052","2015-01-05","M","B101","","PM-C3","CH21","",""]
["10066755","CG","Frigidaire double entrée, cafétéria","CH21/U250/____GF27","Groupe froid  Cafétéria   GF27","R404A","AFR1201421008896","","","A0052","PROD APPR OAPP QAPP","2014-06-01","CH20A54052","2015-01-05","M","B101","","PM-C3","CH21","","","2014-06-01"]
["10067869","CG","Véhicule  frigorifique Nissan","CH21/S100","Logistic & Warehouse","NISSAN NV400 2,3 DCI","678631887","NISSAN","SMF_WAREHOUSE","K00","PROD GMP  APPR OAPP QAPP","2015-06-01","CH20A53555","2015-06-08","M","B104","","PM-C4","CH21","","","2015-06-01"]
["10067918","CG","Armoire de congélation","CH21/U290","Cold storage","HKMT060-MS","KM15211564","Cool Compact","","A0056","PROD APPR OAPP QAPP","2015-06-09","CH20A54052","2015-06-10","M","B101","","PM-C3","CH21","","","2015-06-09"]
["10067919","CG","Armoire frigorifique","CH21/U290","Cold storage","HKMN060-MS","KM15131255","Cool Compact","","A0056","PROD APPR OAPP QAPP","2015-06-09","CH20A54052","2015-06-10","M","B101","","PM-C3","CH21","","","2015-06-09"]
["10004282","CG04","FRIGO BROUWER","CH21/P300","Pharmaceutical dry forms","UG-660-MOG","0037","BROUWER AG","","A0002","PROD GMP  APPR OAPP QAPP","1989-01-01","CH20A54057","2010-09-10","M","B101","","PM-C3","CH21","","","2010-09-10"]
["10002845","CG108","REFRIGERATEUR","CH21/P150","Zone  IPC Biotechnologie","FKS 2600-1","8770274","FORS AG STUDEN","","A1017","PROD GMP  APPR OAPP QAPP","1994-04-14","CH20A54055","2010-09-10","M","B101","","PM-C3","CH21","","","2010-09-10"]
["10002818","CG119","FRIGO","CH21/S099","Dispo","GKS 6572 10","714456407","BROUWER SA","","B0132","STO  APPR OAPP QAPP","1995-08-21","CH20A54052","2010-09-10","M","B102","","PM-C3","CH21","","","2010-09-10"]
["10003255","CG134","CONGELATEUR -25°C","CH21/P111","Zone  USP1 et USP4","GTS4763","720064344 (410834)","FORS AG STUDEN","","A0107","PROD GMP  BUS  APPR OAPP QAPP","1995-12-19","CH20A54055","2010-09-10","M","B101","","PM-C3","CH21","","","2010-09-10"]
["10000064","CG142","RESEAU CHAMBRES FROIDES","CH21/U290/___CG142","RESEAU CHAMBRES FROIDES","","","YORK SA SUISSE","","CCSUP.","PROD BUS  APPR OAPP QAPP","1988-01-01","CH20A54052","2010-09-10","M","B203","","PM-C3","CH21","","","2010-09-10"]
["10000087","CG142CP001","GROUPE COMPRESSEURS 1","CH21/U290/___CG142/CP001","GROUPE COMPRESSEURS 1","D3DA3/750","870157","YORK SA SUISSE","","CCSUP.","PROD BUS  APPR OAPP QAPP","1988-01-01","CH20A54052","2010-09-10","M","B203","","PM-C3","CH21","","","2010-09-10"]
["10000083","CG142CP002","GROUPE COMPRESSEURS 2","CH21/U290/___CG142/CP002","GROUPE COMPRESSEURS 2","D3DA3/750","870157","YORK SA SUISSE","","CCSUP.","PROD BUS  APPR OAPP QAPP","1988-01-01","CH20A54052","2010-09-10","M","B203","","PM-C3","CH21","","","2010-09-10"]
["10003464","CG157","ARMOIRE DE CONGELATION","CH21/S200","Technical services","6570-1","73.711.813.9","BROUWER AG","","CE0004","PROD APPR OAPP QAPP","1999-03-01","CH20A54052","2010-09-10","M","B205","","PM-C3","CH21","","","2010-10-05"]
["10003014","CG165","Enceinte climatique -20°à+5°c","CH21/P302","Pharmaceutical - ligne 2","","","","","M0027","PROD GMP  BUS  APPR OAPP QAPP","1990-01-01","CH20A54057","2010-09-10","M","B103","","PM-C3","CH21","","","2010-10-05"]
["10002651","CG167","congélateur -80°C","CH21/P152","Zone Production DSP","ULTIMA 2/ULT-2186-9V","001K-472393","REVCO","","A1023","PROD GMP  APPR OAPP QAPP","2000-10-03","CH20A54055","2010-09-10","M","B101","","PM-C3","CH21","","","2010-10-05"]
["10003373","CG169","surcongélateur","CH21/S400","Quality Control","ULT2186-9-V54","904L-528644-SL","DIVERS TIERS...","","A0024","PROD GMP  BUS  APPR OAPP QAPP","2001-10-02","CH20A55050","2010-09-10","M","B101","","PM-C3","CH21","","","2010-10-05"]
["10004194","CG170","Surcongélateur Revco","CH21/S400","Quality Control","ULTIMA 2","ULT 2186-9-V35","REVCO","","A1061","PROD GMP  BUS  APPR OAPP QAPP","2002-01-01","CH20A55050","2010-09-10","M","B101","","PM-C3","CH21","","","2010-10-05"]
["10002321","CG173","Machine à paillettes de glace","CH21/S400","Quality Control","GB902A-Q","20020701163765","BREMA \"ice makers\"","","A1038","PROD APPR OAPP QAPP","2002-12-24","CH20A55050","2010-09-10","M","B101","","PM-C3","CH21","","","2010-09-10"]
["10002318","CG191","Surcongélateur -80°C","CH21/P110","Zone Prod Biotech s/sol USP3","HFC586TOP","40102016","THERMO ELECTRON CORPORATION","","A0024","PROD GMP  APPR OAPP QAPP","2004-06-01","CH20A54052","2010-09-10","M","B101","","PM-C3","CH21","","","2010-09-10"]
["10002315","CG197","Surcongelateur  (ex IPL)","CH21/P300","Pharmaceutical dry forms","ULT 2186-5-U-36","S01M-580202-SM","REVCO","","A0017","PROD GMP  BUS  APPR OAPP QAPP","2005-02-04","CH20A54057","2010-09-10","M","B101","","PM-C3","CH21","","","2010-09-10"]
["10000433","CG200","Chambre de congélation -25/-30°C","CH21/U290/___CG200","Chambre de congélation -25/-30°C","SGBE91 EVAPO KUBA","","UNIFROID SA","SMF_WAREHOUSE","B0125","PROD GMP  BUS  APPR OAPP QAPP","2005-01-01","CH20A53555","2010-09-10","M","B102","","PM-C3","CH21","","","2010-09-10"]
["10000363","CG200CP001","groupe/compresseur pour congélateur","CH21/U290/___CG200","Chambre de congélation -25/-30°C","SL2406C65Q","05A6126","UNIFROID SA","","B0125","PROD GMP  BUS  APPR OAPP QAPP","2005-01-01","CH20A53555","2010-09-10","M","B102","","PM-C3","CH21","","","2010-09-10"]
["10000620","CG200CP002","groupe/compresseur pour congélateur","CH21/U290/___CG200","Chambre de congélation -25/-30°C","SL2406C65Q","05A6125","UNIFROID SA","","B0125","PROD GMP  BUS  APPR OAPP QAPP","2005-01-01","CH20A53555","2010-09-10","M","B102","","PM-C3","CH21","","","2010-09-10"]
["10004104","CG209","Surcongelateur","CH21/S100","Logistic & Warehouse","ULT2586-9-V40","P23S-239223-PS","REVCO","SMF_WAREHOUSE","K0026","PROD GMP  BUS  APPR OAPP QAPP","2007-05-15","CH20A53555","2010-09-10","M","B104","","PM-C3","CH21","","","2010-09-10"]
["10003436","CG21","CONGEL ANGELANTONI","CH21/P300","Pharmaceutical dry forms","B","13041 1989","","","A0017","PROD GMP  APPR OAPP QAPP","1989-01-01","CH20A54057","2010-09-10","M","B101","","PM-C3","CH21","","","2010-09-10"]
["10004103","CG210","Surcongelateur","CH21/S100","Logistic & Warehouse","ULT2586-9-V40","O22S-238263-PS","REVCO","SMF_WAREHOUSE","K0103","PROD GMP  BUS  APPR OAPP QAPP","2007-05-15","CH20A53555","2010-09-10","M","B104","","PM-C3","CH21","","","2010-09-10"]
["10004102","CG211","Surcongelateur","CH21/S100","Logistic & Warehouse","ULT2586-9-V40","P28S-239381-RS","REVCO","SMF_WAREHOUSE","K0103","PROD GMP  BUS  APPR OAPP QAPP","2007-05-15","CH20A53555","2010-09-10","M","B104","","PM-C3","CH21","","","2010-09-10"]
["10004101","CG212","Surcongelateur","CH21/S100","Logistic & Warehouse","ULT2586-9-V40","P28S-239380-RS","REVCO","SMF_WAREHOUSE","K0103","PROD GMP  BUS  APPR OAPP QAPP","2007-05-15","CH20A53555","2010-09-10","M","B104","","PM-C3","CH21","","","2010-09-10"]
["10004099","CG214","Surcongelateur","CH21/S100","Logistic & Warehouse","ULT2586-9-V40","P22S-239164-PS","REVCO","SMF_WAREHOUSE","B0117","PROD GMP  BUS  APPR OAPP QAPP","2007-05-15","CH20A53555","2010-09-10","M","B102","","PM-C3","CH21","","","2010-09-10"]
["10004114","CG216","Surcongelateur","CH21/S100","Logistic & Warehouse","ULT2586-9-V40","P29S-239426-RS","REVCO","SMF_WAREHOUSE","K0103","PROD GMP  BUS  APPR OAPP QAPP","2007-07-11","CH20A53555","2010-09-10","M","B104","","PM-C3","CH21","","","2010-09-10"]
["10004113","CG217","Surcongelateur","CH21/P151","Zone Production USP5 s/sol","ULT2586-9-V40","P19S-239008-PS","REVCO","","B0148","PROD GMP  BUS  APPR OAPP QAPP","2007-07-11","CH20A54055","2010-09-10","M","B102","","PM-C3","CH21","","","2010-09-10"]
["10004112","CG218","Surcongelateur","CH21/S100","Logistic & Warehouse","ULT2586-9-V40","P19S-239006-PS","REVCO","SMF_WAREHOUSE","K0103","PROD GMP  BUS  APPR OAPP QAPP","2007-07-11","CH20A53555","2010-09-10","M","B104","","PM-C3","CH21","","","2010-09-10"]
["10004111","CG219","Surcongelateur","CH21/S100","Logistic & Warehouse","ULT2586-9-V40","P19S-239007-PS","REVCO","SMF_WAREHOUSE","K0103","PROD GMP  BUS  APPR OAPP QAPP","2007-07-11","CH20A53555","2010-09-10","M","B104","","PM-C3","CH21","","","2010-09-10"]
["10004110","CG220","Surcongelateur","CH21/S100","Logistic & Warehouse","ULT2586-9-V40","P29S-239431-RS","REVCO","SMF_WAREHOUSE","K0103","PROD GMP  BUS  APPR OAPP QAPP","2007-07-11","CH20A53555","2010-09-10","M","B104","","PM-C3","CH21","","","2010-09-10"]
["10004109","CG221","Surcongelateur","CH21/S100","Logistic & Warehouse","ULT2586-9-V40","P29S-239425-RS","REVCO","SMF_WAREHOUSE","K0103","PROD GMP  BUS  APPR OAPP QAPP","2007-07-11","CH20A53555","2010-09-10","M","B104","","PM-C3","CH21","","","2010-09-10"]
["10004108","CG222","Surcongelateur","CH21/S100","Logistic & Warehouse","ULT2586-9-V40","P29S-239429-RS","REVCO","SMF_WAREHOUSE","K0103","PROD GMP  BUS  APPR OAPP QAPP","2007-07-11","CH20A53555","2010-09-10","M","B104","","PM-C3","CH21","","","2010-09-10"]
["10004106","CG224","Surcongelateur","CH21/P111","Zone  USP1 et USP4","ULT2586-9-V40","P29S-239424-RS","REVCO","","A0024","PROD GMP  APPR OAPP QAPP","2007-07-11","CH20A54055","2010-09-10","M","B101","","PM-C3","CH21","","","2010-09-10"]
["10002310","CG225","Frigo-congélateur combiné","CH21/P110","Zone Prod Biotech s/sol USP3","PREMIUM","CUP 3153-21E","LIEBHERR","","B0144","PROD GMP  APPR OAPP QAPP","2008-04-22","CH20A54055","2010-09-10","M","B102","","PM-C3","CH21","","","2010-09-10"]
["10004097","CG226","Réfrigérateur 583 litres  186x75x75","CH21/P300","Pharmaceutical dry forms","FO-GKV5730","GKV5730-20/001","LIEBHERR","","A0017","PROD GMP  APPR OAPP QAPP","2008-12-01","CH20A54057","2010-09-10","M","B101","","PM-C3","CH21","","","2010-09-10"]
["10003675","CG227","Armoire frigorifique","CH21/P152","Zone Production DSP","REC4504V21","X23T-137524-XT","THERMO ELECTRON CORPORATION","","A1023","PROD APPR OAPP QAPP","2009-01-29","CH20A54055","2010-09-10","M","B101","","PM-C3","CH21","","","2010-09-10"]
["10004096","CG228","Surcongelateur","CH21/S100","Logistic & Warehouse","ULT2586-10-V41","0124992501080422","REVCO","SMF_WAREHOUSE","B0117","PROD GMP  BUS  APPR OAPP QAPP","2009-02-25","CH20A53555","2010-09-10","M","B102","","PM-C3","CH21","","","2010-09-10"]
["10004095","CG229","Surcongelateur","CH21/S100","Logistic & Warehouse","ULT2586-10-V41","0124992601080422","REVCO","SMF_WAREHOUSE","B0117","PROD GMP  BUS  APPR OAPP QAPP","2009-02-25","CH20A53555","2010-09-10","M","B102","","PM-C3","CH21","","","2010-09-10"]
["10004094","CG230","congélateur à -80°C","CH21/S400","Quality Control","BM175","214787","","","A1061","PROD GMP  APPR OAPP QAPP","2009-06-01","CH20A55050","2010-09-10","M","B101","","PM-C3","CH21","","","2010-09-10"]
["10003472","CG231","FRIGO","CH21/S400","Quality Control","26167.4","80.475.804.6","LIEBHERR","","A1044","PROD GMP  APPR OAPP QAPP","1990-01-01","CH20A55050","2010-09-10","M","B101","","PM-C3","CH21","","","2010-09-10"]
["10004092","CG234","Armoire frigorifique+1°+4°c","CH21/S200","Technical services","PROG 600H","E5 112602","Foster","","CE0004","PROD APPR OAPP QAPP","1990-01-01","CH20A54052","2010-09-10","M","B205","","PM-C3","CH21","","","2010-09-10"]
["10004216","CG236","FRIGO LIEBHERR","CH21/S400","Quality Control","GKV 5710-20M","804757964","LIEBHERR","","A1080","PROD APPR OAPP QAPP","2010-05-02","CH20A55050","2010-09-10","M","B101","","PM-C3","CH21","","","2010-09-10"]
["10004093","CG237","Frigo à boissons","CH21/S200","Technical services","S-75SL SN","","","","CE0004","PROD APPR OAPP QAPP","2010-05-02","CH20A54052","2010-09-10","M","B205","","PM-C3","CH21","","","2010-09-10"]
["10039939","CG238","FRIGO LIEBHERR","CH21/S400","Quality Control","230964","80.432.342.8","LIEBHERR","","A1092","PROD APPR OAPP QAPP","2010-08-01","CH20A55050","2010-09-23","M","B101","","PM-C3","CH21","","","2010-09-23"]
["10043032","CG239","CG239    Congélateur nofrost 304 l","CH21/P151","Zone Production USP5 s/sol","GN363","27.215.051.9 /9989226-00","LIEBHERR","","B0148","PROD APPR OAPP QAPP","2010-12-20","CH20A54055","2010-12-21","M","B102","","PM-C3","CH21","","","2010-12-20"]
["10002769","CG24","REFRIGERATEUR BROUWER","CH21/P111","Zone  USP1 et USP4","UG1401","03051","BROUWER SA","","A0107","PROD GMP  BUS  APPR OAPP QAPP","1987-01-01","CH20A54055","2010-09-10","M","B101","","PM-C3","CH21","","","2010-09-10"]
["10058836","CG241","Congélateur/décongélation amoire","CH21/P306","Pharmaceutical - ligne 6","3501","1204/02.2","Rubarth Apparate Gmbh","","B00114","PROD GMP  APPR OAPP QAPP","2012-05-30","CH20A54057","2012-06-18","M","B102","","PM-D1","CH21","","","2013-01-01"]
["10058837","CG242","Congélateur/décongélation amoire","CH21/P306","Pharmaceutical - ligne 6","3501","1204/02.1","Rubarth Apparate Gmbh","","B00114","PROD GMP  APPR OAPP QAPP","2012-05-30","CH20A54057","2012-06-18","M","B102","","PM-D1","CH21","","","2013-01-01"]
["10059231","CG243","CG243   Centrale de froid au CO2    PH80","CH21/U290/___CG243","Centrale froid CO2 pour PH80","N/A","N/A","TRUTTMANN AG","","A2024","PROD EHS  BUS  APPR OAPP QAPP","2015-01-01","CH20A54052","2012-08-09","M","B101","","PM-C3","CH21","","","2015-02-25"]
["10000431","CG243CLA0017","Climatisation local   CG243CLA0017","CH21/U290/___CG243/CL-A0017","Climatisation local","","","UNIFROID SA","","A0017","PROD EHS  APPR OAPP QAPP","1993-09-01","CH20A54052","2010-09-10","M","B101","","PM-C3","CH21","","","2010-09-10"]
["10067263","CG243CLA1059","Climatisation local   CG243CLA1059","CH21/U290/___CG243/CL-A1059","Climatisation local","KUBA DEB07LD CO2","N/A","TRUTTMANN AG","","A1059","PROD EHS  BUS  APPR OAPP QAPP","2015-02-25","CH20A55050","2015-02-11","M","B101","","PM-C3","CH21","","","2015-02-25"]
["10067416","CG243CLA1060","Clim. local informatique   CG243CLA1060","CH21/U290/___CG243/CL-A1060","Climatisation local informatique","KUBA 093D CO2","N/A","GEA Diessel GmbH","","A1060","PROD EHS  BUS  APPR OAPP QAPP","2015-03-02","CH20A54052","2015-03-11","M","B101","","PM-C3","CH21","","","2015-03-02"]
["10001183","CG243ETA0016","ETUVE DE STABILITE   CG243ETA0016","CH21/U290/___CG243/ET-A0016","Chambre Etuve","","","ORION AL-KO AG","","A0016","PROD GMP  BUS  APPR OAPP QAPP","1993-09-01","CH20A54057","2010-09-10","M","B101","","PM-C3","CH21","","","2010-09-10"]
["10003465","CG243HBA0053","Chambre de congélation   CG243HBA0053","CH21/U290/___CG243/HB-A0053","Chambre de congélation","","","UNIFROID SA","","A0053","PROD GMP  BUS  APPR OAPP QAPP","1983-01-01","CH20A55050","2010-09-10","M","B101","","PM-C3","CH21","","","2010-09-10"]
["10000816","CG243HBA0054","CHAMBRE FROIDE   CG243HBA0054","CH21/U290/___CG243/HB-A0054","Chambre froide","","","UNIFROID SA","","A0054","PROD GMP  BUS  APPR OAPP QAPP","1983-01-01","CH20A54056","2010-09-10","M","B101","","PM-C3","CH21","","","2010-09-10"]
["10000670","CG243HBA0058","CHAMBRE FROIDE CAFET.  CG243HBA0058","CH21/U290/___CG243/HB-A0058","Chambre froide","","","UNIFROID SA","","A0058","PROD APPR OAPP QAPP","1993-09-01","CH20A54052","2010-09-10","M","B101","","PM-C3","CH21","","","2010-09-10"]
["10000928","CG243HBA0059","CHAMBRE FROIDE VIANDES   CG243HBA0059","CH21/U290/___CG243/HB-A0059","Chambre froide","","","UNIFROID SA","","A0059","PROD APPR OAPP QAPP","1993-09-01","CH20A54052","2010-09-10","M","B101","","PM-C3","CH21","","","2010-09-10"]
["10000919","CG243HBA0060","CHAMBRE FROIDE BOISSONS  CG243HBA0060","CH21/U290/___CG243/HB-A0060","Chambre froide","","","UNIFROID SA","","A0060","PROD APPR OAPP QAPP","1993-09-01","CH20A54052","2010-09-10","M","B101","","PM-C3","CH21","","","2010-09-10"]
["10004302","CG243HBA0061","CONGELATEUR CAFETERIA  CG243HBA0061","CH21/U290/___CG243/HB-A0061","Chambre de congélation","","","UNIFROID SA","","A0061","PROD APPR OAPP QAPP","1983-01-01","CH20A54052","2010-09-10","M","B101","","PM-C3","CH21","","","2010-09-10"]
["10081969","CG243HBA0071","CHAMBRE FROIDE   CG243HBA0071","CH21/U290/___CG243/HB-A0071","Chambre froide","","","Frigo Consulting Wemag","","A0071","CON  NAPP","2018-07-26","CH20A54056","2019-04-03","M","B101","","PM-C3","CH21","","","2018-10-29"]
["10081971","CG243HBA0072","CHAMBRE FROIDE   CG243HBA0072","CH21/U290/___CG243/HB-A0072","Chambre froide","","","Frigo Consulting Wemag","","A0072","PROD APPR OAPP QAPP","2018-07-26","CH20A54056","2019-04-03","M","B101","","PM-C3","CH21","","","2018-10-29"]
["10081970","CG243HBA0073","CHAMBRE de congélation   CG243HBA0073","CH21/U290/___CG243/HB-A0073","chambre de congélation","","","Frigo Consulting Wemag","","A0073","PROD APPR OAPP QAPP","2018-07-26","CH20A54056","2019-04-03","M","B101","","PM-C3","CH21","","","2018-10-29"]
["10000712","CG243HBA1007","Chambre froide   CG243HBA1007","CH21/U290/___CG243/HB-A1007","Chambre froide","","","UNIFROID SA","","A1007","PROD GMP  BUS  APPR OAPP QAPP","1983-01-01","CH20A55050","2010-09-10","M","B101","","PM-C3","CH21","","","2010-09-10"]
["10001107","CG243HBA1024","CHAMBRE FROIDE    CG243HBA1024","CH21/U290/___CG243/HB-A1024","Chambre froide","ENCEINTE CLIMATIQUE","N/A","Wemag AG","","A1024","PROD GMP  EHS  APPR OAPP QAPP","2014-11-25","CH20A54055","2010-09-10","M","B101","","PM-C3","CH21","","","2014-12-29"]
["10002503","CG243HBA1091","CHAMBRE FROIDE   CG243HBA1091","CH21/U290/___CG243/HB-A1091","Chambre froide","","3239549","DAGARD SA","","A1091","PROD GMP  BUS  APPR OAPP QAPP","1994-12-01","CH20A55050","2010-09-10","M","B101","","PM-C3","CH21","","","2010-09-10"]
["10059232","CG244","CG244   Centrale de froid au CO2    PH90","CH21/U290/___CG244","Centrale froid CO2 pour PH90","N/A","N/A","TRUTTMANN AG","","F0009","PROD EHS  BUS  APPR OAPP QAPP","2014-06-10","CH20A54052","2012-08-09","M","B102","","PM-C3","CH21","","","2014-06-10"]
["10065952","CG244CLB0092","Climatisation sur centrale  CG244CLB0092","CH21/U290/___CG244/CL-B0092","Climatisation local électrique","KUBA DFB 0510 CO2","N/A","GEA","","B0092","PROD EHS  BUS  APPR OAPP QAPP","2014-08-26","CH20A54052","2014-10-07","M","B102","","PM-C3","CH21","","","2014-08-26"]
["10065953","CG244CLB1048","Climatisation sur centrale  CG244CLB1048","CH21/U290/___CG244/CL-B1048","Climatisation local électrique","KUBA DFB 051 CO2","N/A","GEA","","B1048","PROD EHS  BUS  APPR OAPP QAPP","2014-06-20","CH20A54052","2014-10-07","M","B102","","PM-C3","CH21","","","2014-06-20"]
["10074241","CG244HBB00127","CHAMBRE FROIDE suite 3  CG244/HB-B00127","CH21/U290/___CG244/HB-B00127","CG244HBB00127  Chambre froide suite 3","DEBE 081D (V7.60)","2123.081","KUBA","","B00127","PROD GMP  EHS  APPR OAPP QAPP","2017-12-04","CH20A54057","2017-11-28","M","B102","","PM-C3","CH21","","","2017-12-11"]
["10065647","CG244HBB0096","CHAMBRE FROIDE CG244/HB-B0096","CH21/U290/___CG244/HB-B0096","Chambre froide","N/A","N/A","WEMAG","","B0096","PROD GMP  BUS  APPR OAPP QAPP","2014-09-01","CH20A54057","2014-08-22","M","B102","","PM-C3","CH21","","","2014-09-01"]
["10001134","CG244HBB0105","CHAMBRE FROIDE 2-8°C  CG244/HB-B0105","CH21/U290/___CG244/HB-B0105","Chambre froide","","N/A","DAGARD SA","SMF_WAREHOUSE","B0105","PROD GMP  BUS  APPR OAPP QAPP","1990-01-01","CH20A53555","2010-09-10","M","B102","","PM-C3","CH21","","","2010-09-10"]
["10081886","CG244HBB01107","CHAMBRE FROIDE 5°C  CG244HBB01107","CH21/U290/___CG244/HB-B01107","Chambre Froide 5°C","N/A","","","","B01107","PROD GMP  EHS  BUS  APPR OAPP QAPP","2019-02-13","CH20A54055","2019-03-26","M","B102","","PM-C3","CH21","","","2019-02-13"]
["10000916","CG244HBB0114","CHAMBRE FROIDE 2-8°C  CG244/HB-B0114","CH21/U290/___CG244/HB-B0114","Chambre froide","","","UNIFROID SA","SMF_WAREHOUSE","B0113-14","PROD GMP  BUS  APPR OAPP QAPP","1990-01-01","CH20A53555","2010-09-10","M","B102","","PM-C3","CH21","","","2010-09-10"]
["10000865","CG244HBB0153","CHAMBRE FROIDE  CG244/HB-B0153","CH21/U290/___CG244/HB-B0153","Chambre froide","N/A","N/A","","","B0153","PROD GMP  APPR OAPP QAPP","2010-08-01","CH20A54055","2010-09-10","M","B102","","PM-C3","CH21","","","2010-09-10"]
["10000836","CG244HBB0175","CHAMBRE CONGEL.-20°C  CG244/HB-B0175","CH21/U290/___CG244/HB-B0175","Chambre froide","","","UNIFROID SA","SMF_WAREHOUSE","B0175-76","PROD GMP  BUS  APPR OAPP QAPP","1993-02-01","CH20A53555","2010-09-10","M","B102","","PM-C3","CH21","","","2010-09-10"]
["10000698","CG244HBB0177","CHAMBRE FROIDE 2-8°C  CG244/HB-B0177","CH21/U290/___CG244/HB-B0177","Chambre froide","","","UNIFROID SA","SMF_WAREHOUSE","B0177-78","PROD GMP  BUS  APPR OAPP QAPP","1993-02-01","CH20A53555","2010-09-10","M","B102","","PM-C3","CH21","","","2010-09-10"]
["10000282","CG244HBB0187","CHAMBRE FROIDE  CG244/HB-B0187","CH21/U290/___CG244/HB-B0187","Chambre froide","EVAPO. GEA TYPE DPAE043N","","","","B0187 P2","PROD GMP  BUS  APPR OAPP QAPP","2003-04-01","CH20A54052","2010-09-10","M","B102","","PM-C3","CH21","","","2010-09-10"]
["10000830","CG244HBB10106","CHAMBRE FROIDE  CG244/HB-B10106","CH21/U290/___CG244/HB-B10106","Chambre froide","","","UNIFROID SA","","B10106","PROD GMP  APPR OAPP QAPP","1990-01-01","CH20A54055","2010-09-10","M","B102","","PM-C3","CH21","","","2010-09-10"]
["10000913","CG244HBB10107","CHAMBRE CONGELATEUR  CG244/HBB10107","CH21/U290/___CG244/HB-B10107","Chambre de congélation","","","UNIFROID SA","","B10107","PROD GMP  APPR OAPP QAPP","1992-10-01","CH20A54055","2010-09-10","M","B102","","PM-C3","CH21","","","2010-09-10"]
["10000775","CG244HBB10108","CHAMBRE Froide  CG244HBB10108","CH21/U290/___CG244/HB-B10108","Chambre froide","","","UNIFROID SA","","B10108","PROD GMP  APPR OAPP QAPP","1992-10-01","CH20A54055","2010-09-10","M","B102","","PM-C3","CH21","","","2010-09-10"]
["10000997","CG244HBB10123","CHAMBRE FROIDE    CG244/HB-B10123","CH21/U290/___CG244/HB-B10123","Chambre froide","","","UNIFROID SA","","B10123","PROD GMP  BUS  APPR OAPP QAPP","1990-01-01","CH20A54055","2010-09-10","M","B102","","PM-C3","CH21","","","2010-09-10"]
["10000237","CG244HBB10134","CHAMBRE FROIDE   CG244/HB-B10134","CH21/U290/___CG244/HB-B10134","Chambre froide","DPAE 042S","N/A","","","B10134","PROD GMP  BUS  APPR OAPP QAPP","2002-12-01","CH20A54055","2010-09-10","M","B102","","PM-C3","CH21","","","2010-09-10"]
["10000688","CG244HBB10143","CHAMBRE CONGELATEUR  CG244HBB10143","CH21/U290/___CG244/HB-B10143","Chambre de congélation","N/A","","","","B10143","PROD GMP  APPR OAPP QAPP","1997-04-01","CH20A54055","2010-09-10","M","B102","","PM-C3","CH21","","","2010-09-10"]
["10000980","CG244HBB10148","CHAMBRE FROIDE SUR CL55.  CG244HBB10148","CH21/U290/___CG244/HB-B10148","Chambre froide (monobloc)","N/A","","","","B10148","PROD GMP  BUS  APPR OAPP QAPP","1997-04-01","CH20A54055","2010-09-10","M","B102","","PM-C3","CH21","","","2010-09-10"]
["10000815","CG244HBB10150","CHAMBRE FROIDE SUR CL57.  CG244HBB10150","CH21/U290/___CG244/HB-B10150","Chambre froide (monobloc)","N/A","","","","B10150","PROD GMP  BUS  APPR OAPP QAPP","1997-04-01","CH20A54055","2010-09-10","M","B102","","PM-C3","CH21","","","2010-09-10"]
["10001160","CG244HBB1019","CHAMBRE CONGELATEUR  CG244/HB-B1019","CH21/U290/___CG244/HB-B1019","Chambre de congélation","","","UNIFROID SA","","B1019","PROD GMP  BUS  APPR OAPP QAPP","1992-10-01","CH20A54055","2010-09-10","M","B102","","PM-C3","CH21","","","2010-09-10"]
["10001047","CG244HBB1020","CHAMBRE FROIDE    CG244/HB-B1020","CH21/U290/___CG244/HB-B1020","Chambre froide","","","UNIFROID SA","","B1020","PROD GMP  BUS  APPR OAPP QAPP","1990-01-01","CH20A54055","2010-09-10","M","B102","","PM-C3","CH21","","","2010-09-10"]
["10001192","CG244HBB1022","CHAMBRE FROIDE / CL52   CG244/HB-B1022","CH21/U290/___CG244/HB-B1022","Chambre froide (monobloc)","","","UNIFROID SA","","B1022","PROD GMP  BUS  APPR OAPP QAPP","1989-01-01","CH20A54055","2010-09-10","M","B102","","PM-C3","CH21","","","2010-09-10"]
["10001174","CG244HBB1036","Chambre froide/CL53      CG244HBB1036","CH21/U290/___CG244/HB-B1036","Chambre froide (monobloc)","","","UNIFROID SA","","B1036","PROD GMP  BUS  APPR OAPP QAPP","1989-01-01","CH20A54055","2010-09-10","M","B102","","PM-C3","CH21","","","2010-09-10"]
["10072218","CG244HBB1057","Chambre froide FFU, USP4    CG244HBB1057","CH21/U290/___CG244/HB-B1057","Chambre Foide","FFU-S-EC/10V-1206-T-AU","N/A","MW","","B1057","PROD APPR OAPP QAPP","2017-05-15","CH20A54052","2017-04-18","M","B102","","PM-C3","CH21","","","2017-06-15"]
["10000609","CG244HBB1070","CHAMBRE FROIDE 2-8°C  CG244/HB-B1070","CH21/U290/___CG244/HB-B1070","Chambre froide","DPAE","P221388073/2005/11388073/3","KUBA","","B1070","PROD GMP  BUS  APPR OAPP QAPP","2005-12-15","CH20A54055","2010-09-10","M","B102","","PM-C3","CH21","","","2010-09-10"]
["10059233","CG245","CG245:  Centrale de froid au CO2    PACK","CH21/U290/___CG245","Centrale de froid au CO2   PACK building","N/A","B603.14.03","TRUTTMANN AG","","S3000","PROD EHS  BUS  APPR OAPP QAPP","2016-11-01","CH20A54052","2012-08-09","M","B108","","PM-C3","CH21","","","2016-11-01"]
["10070223","CG245HBS0020","CG245/HB-S0020  Chambre Shipping  2-8°C","CH21/U290/___CG245/HB-S0020","CG245/HB-S0020  Chambre Shipping  2-8°C","N/A","B603.14.03","TRUTTMANN AG","","S0020","PROD GMP  EHS  BUS  APPR OAPP QAPP","2016-11-01","CH20A54056","2016-06-14","M","B108","","PM-C3","CH21","","","2016-11-01"]
["10070224","CG245HBS0116","CG245/HB-S0116  Chamb. froide MGH3 2-8°C","CH21/U290/___CG245/HB-S0116","CG245/HB-S0116  Chamb. froide MGH3 2-8°C","N/A","B603.14.03","TRUTTMANN AG","","S0116","PROD GMP  EHS  BUS  APPR OAPP QAPP","2016-11-01","CH20A53555","2016-06-14","M","B108","","PM-C3","CH21","","","2016-11-01"]
["10070225","CG245HBS0117","CG245/HB-S0117  Chamb. froide MGH4 2-8°C","CH21/U290/___CG245/HB-S0117","CG245/HB-S0117  Chamb. froide MGH4 2-8°C","N/A","B603.14.03","TRUTTMANN AG","","S0117","PROD GMP  EHS  BUS  APPR OAPP QAPP","2016-11-01","CH20A53555","2016-06-14","M","B108","","PM-C3","CH21","","","2016-11-01"]
["10070222","CG245HBS0138","CG245/HB-S0138  Chambre froide WIP 2-8°C","CH21/U290/___CG245/HB-S0138","CG245/HB-S0138  Chambre froide WIP 2-8°C","N/A","B603.14.03","TRUTTMANN AG","","S0138","PROD GMP  EHS  BUS  APPR OAPP QAPP","2016-11-01","CH20A54056","2016-06-14","M","B108","","PM-C3","CH21","","","2016-11-01"]
["10070226","CG245HBS2024","CG245/HB-S2024  Chambre stockage  2-8°C","CH21/U290/___CG245/HB-S2024","CG245/HB-S2024  Chambre stockage  2-8°C","N/A","B603.14.03","TRUTTMANN AG","","S2024","PROD GMP  EHS  BUS  APPR OAPP QAPP","2016-11-01","CH20A54057","2016-06-14","M","B108","","PM-C3","CH21","","","2016-11-01"]
["10070227","CG245HBS2025","CG245/HB-S2025  Chambre stockage  2-8°C","CH21/U290/___CG245/HB-S2025","CG245/HB-S2025  Chambre stockage  2-8°C","N/A","B603.14.03","Kramer Schweiz AG","","S2025","PROD GMP  EHS  BUS  APPR OAPP QAPP","2016-11-01","CH20A54057","2016-06-14","M","B108","","PM-C3","CH21","","","2016-11-01"]
["10058171","CG246","Frigo","CH21/S400","Quality Control","161554","0970102-00","LIEBHERR","","A1089","PROD GMP  BUS  APPR OAPP QAPP","2013-06-13","CH20A55050","2012-04-13","M","B101","","PM-C3","CH21","","","2014-01-09"]
["10039021","CG247","Congélateur -20°C","CH21/F091","Transfert à MSA","","","LIEBHERR","","","CON  NAPP","2010-09-20","CH20A54052","2010-09-20","M","","","","CH21","Biologics & Immunology/Immunology",""]
["10038965","CG248","Frigo","CH21/S400","Quality Control","230663","0909237-03","LIEBHERR","","A1061","PROD GMP  BUS  APPR OAPP QAPP","2013-06-13","CH20A55050","2010-09-20","M","B101","","PM-C3","CH21","","","2014-01-09"]
["10038131","CG250","Congélateur","CH21/S400","Quality Control","400352","72.697.091.5","LIEBHERR","","A1044","PROD GMP  APPR OAPP QAPP","2010-09-20","CH20A55050","2010-09-20","M","B101","","PM-C3","CH21","","","2013-07-15"]
["10037689","CG251","Frigo","CH21/S200","Technical services","FKU1800","9982515-03","LIEBHERR","","H0002","PROD APPR OAPP QAPP","2013-06-13","CH20A54052","2010-09-20","M","B105","","PM-C3","CH21","","","2010-09-20"]
["10037332","CG253","Congélateur -20°C","CH21/S400","Quality Control","361394","15.884.158.6","LIEBHERR","","A1059","PROD GMP  APPR OAPP QAPP","2010-09-20","CH20A55050","2010-09-20","M","B101","","PM-C3","CH21","","","2013-10-23"]
["10036592","CG254","Congélateur","CH21/S400","Quality Control","400352","701469878","BROUWER AG","","A1089","PROD GMP  APPR OAPP QAPP","2014-01-17","CH20A55050","2010-09-20","M","B101","","PM-C3","CH21","","","2014-01-17"]
["10036553","CG256","Congélateur -20°C","CH21/P151","Zone Production USP5 s/sol","GS3702","N/A","LIEBHERR","","A1023","PROD GMP  APPR OAPP QAPP","2010-09-20","CH20A54052","2010-09-20","M","B101","","PM-C3","CH21","Biologics & Immunology/Protein & Cell Sc","","2013-06-13"]
["10064056","CG257","Frigo passe-plat","CH21/S400","Quality Control","VERS1011-MPR270","88267","EVER med.","","K0012-14","PROD GMP  APPR OAPP QAPP","2013-10-01","CH20A55050","2013-12-18","M","B104","","PM-C3","CH21","","","2013-10-01"]
["10064817","CG258","Conteneur de réfrigération  15ft","CH21/S100","Logistic & Warehouse","FHVT 602","06270620028","Walter Roller Gmbh & CO","SMF_WAREHOUSE","K0026","PROD GMP  BUS  APPR OAPP QAPP","2014-05-05","CH20A53555","2014-03-17","M","B108","","PM-C3","CH21","","","2014-06-05"]
["10065772","CG259","Réfrigérateur","CH21/S400","Quality Control","LKV 3910","827630244","LIEBHERR","","A1069","PROD GMP  APPR OAPP QAPP","2014-07-29","CH20A55050","2014-09-08","M","B101","","PM-C3","CH21","","","2014-07-29"]
["10066940","CG260","CG260: FRIGO LIEBHERR","CH21/S400","Quality Control","708467300","827630282","LIEBHERR","","A1080","PROD GMP  APPR OAPP QAPP","2014-12-23","CH20A55050","2015-01-08","M","B101","","PM-C3","CH21","","","2015-01-07"]
["10037138","CG261","CG261   Congélateur -20°C","CH21/P150","Zone  IPC Biotechnologie","GUW12135762.115","26480523.6","LIEBHERR","","A1017","PROD GMP  BUS  APPR OAPP QAPP","2009-08-05","CH20A54055","2010-09-20","M","B101","","PM-C3","CH21","","","2015-04-01"]
["10069953","CG262","CG262   Surgélateur","CH21/S100","Logistic & Warehouse","REVS-UXF70086","0148279301151117","Koch Kälte AG","","B0117","PROD GMP  EHS  BUS  APPR OAPP QAPP","2016-05-04","CH20A53555","2016-05-11","M","B102","","PM-C3","CH21","","","2016-05-26"]
["10069954","CG263","CG263   Surgélateur","CH21/S100","Logistic & Warehouse","REVS-UXF70086","0148279401151118","Koch Kälte AG","","B0117","PROD GMP  EHS  BUS  APPR OAPP QAPP","2016-05-04","CH20A53555","2016-05-11","M","B102","","PM-C3","CH21","","","2016-05-26"]
["10069955","CG264","CG264   Surgélateur","CH21/S100","Logistic & Warehouse","REVS-UXF70086","0148282301151121","Koch Kälte AG","","B0117","PROD GMP  EHS  BUS  APPR OAPP QAPP","2016-05-04","CH20A53555","2016-05-11","M","B102","","PM-C3","CH21","","","2016-05-26"]
["10070904","CG265","CG265   Surcongélateur","CH21/S400","Quality Control","F570H","F570FH011661","EPPENDORF","","A1059","PROD GMP  APPR OAPP QAPP","2016-08-01","CH20A55050","2016-11-18","M","B101","","PM-C3","CH21","","","2016-12-01"]
["10070905","CG266","CG266   Surcongélateur","CH21/S400","Quality Control","F570H","F570FJ811854","EPPENDORF","","A1059","PROD GMP  APPR OAPP QAPP","2016-08-01","CH20A55050","2016-11-18","M","B101","","PM-C3","CH21","","","2016-12-01"]
["10071091","CG267","CG267   Surcongélateur","CH21/S400","Quality Control","F570H","F570FL512114","EPPENDORF","","A1059","PROD GMP  APPR OAPP QAPP","2016-08-01","CH20A55050","2016-12-01","M","B101","","PM-C3","CH21","","","2016-12-01"]
["10071194","CG268","CG268:  Congélateur","CH21/S100","Logistic & Warehouse","KOCS G1400 BUE","1020317","REVCO","","K0018","PROD GMP  EHS  BUS  APPR OAPP QAPP","2016-10-27","CH20A53555","2016-12-13","M","B104","","PM-C3","CH21","","","2016-12-13"]
["10071266","CG269","CG269   Réfrigérateur","CH21/S400","Quality Control","LR1400","24161060151","ARCTICO","","S2046","PROD GMP  APPR OAPP QAPP","2016-12-15","CH20A55050","2017-01-04","M","B108","","PM-C3","CH21","","","2017-02-15"]
["10071719","CG270","CG270  Cryocontainer phase gazeuse","CH21/P190","Cellule","CBV1500AB","B150930AI-1","CBS Custom BioGenic System","","A0137","PROD GMP  EHS  BUS  APPR OAPP QAPP","2016-06-01","CH20A54055","2017-02-13","M","B101","","PM-C3","CH21","","","2017-01-20"]
["10071720","CG271","CG271   Cryocontainer phase gazeuse","CH21/P190","Cellule","CBV1500AB","B150930AI-2","CBS Custom BioGenic System","","A0137","PROD GMP  EHS  BUS  APPR OAPP QAPP","2016-06-01","CH20A54055","2017-02-13","M","B101","","PM-C3","CH21","","","2017-01-20"]
["10071721","CG272","CG272 Cryocontainer phase gazeuse","CH21/P190","Cellule","CBV1500AB","B150930AI-3","CBS Custom BioGenic System","","A0139","PROD GMP  EHS  BUS  APPR OAPP QAPP","2016-06-01","CH20A54055","2017-02-13","M","B101","","PM-C3","CH21","","","2017-01-20"]
["10072275","CG274","CG274   Surcongélateur -80°C","CH21/P120","Zone  DSP3","F570H","F570FL212096","EPPENDORF","","A0024","PROD APPR OAPP QAPP","2017-04-25","CH20A54055","2017-04-26","M","B101","","PM-C3","CH21","","","2017-04-27"]
["10072276","CG275","CG275   Surcongélateur -80°C","CH21/P120","Zone  DSP3","F570H","F570FL612097","EPPENDORF","","A0024","PROD APPR OAPP QAPP","2017-04-25","CH20A54055","2017-04-26","M","B101","","PM-C3","CH21","","","2017-04-27"]
["10072423","CG276","CG276:  Congélateur","CH21/S100","Logistic & Warehouse","KOCS G1400 BUE","10203460","REVCO","","K0026","PROD GMP  APPR OAPP QAPP","2017-02-23","CH20A53555","2017-05-22","M","B104","","PM-C3","CH21","","","2017-05-22"]
["10073932","CG277","CG277  Enceinte climatique","CH21/P302","Pharmaceutical - ligne 2","RU-3401","1612/05","RUMED","","M0027","PROD GMP  BUS  APPR OAPP QAPP","2016-12-05","CH20A54057","2017-11-02","M","B103","","PM-C3","CH21","","","2017-11-10"]
["10074049","CG278","CG278   Congélateur -20°C","CH21/S400","Quality Control","LF500","38 17 1076125","Arctiko","","A1083","PROD GMP  APPR OAPP QAPP","2017-10-01","CH20A55050","2017-11-09","M","B101","","PM-C3","CH21","","","2017-11-01"]
["10074050","CG279","CG279  Réfrigérateur 2-8°C","CH21/S400","Quality Control","LF500","39 17 1076129","Arctiko","","A1083","PROD GMP  APPR OAPP QAPP","2017-10-01","CH20A55050","2017-11-09","M","B101","","PM-C3","CH21","","","2017-11-01"]
["10074046","CG280","CG280   Congélateur -20°C","CH21/S400","Quality Control","LF500","38 17 1076124","Arctiko","","A1069","PROD GMP  APPR OAPP QAPP","2017-10-01","CH20A55050","2017-11-09","M","B101","","PM-C3","CH21","","","2017-11-01"]
["10075267","CG281","CG281   Surcongélateur -80°C","CH21/P120","Zone  DSP3","F570GH","F570H","EPPENDORF","","A0024","PROD GMP  APPR OAPP QAPP","2017-12-29","CH20A54055","2018-02-08","M","B101","","PM-C3","CH21","","","2018-01-31"]
["10075269","CG282","CG282   Surcongélateur -80°C","CH21/P120","Zone  DSP3","F570GH","F570GH313173","EPPENDORF","","A0024","PROD GMP  APPR OAPP QAPP","2017-12-29","CH20A54055","2018-02-08","M","B101","","PM-C3","CH21","","","2018-01-31"]
["10075495","CG283","CG283   Congélateur","CH21/P120","Zone  DSP3","LF700","39171076132","Arctiko","","A0024","PROD GMP  APPR OAPP QAPP","2017-12-29","CH20A55050","2018-02-16","M","B101","","PM-C3","CH21","","","2018-01-31"]
["10075727","CG284","CG284   Surcongélateur -80°C","CH21/S100","Logistic & Warehouse","F570H","","EPPENDORF","","","CON  GMP  NAPP","2018-03-01","CH20A54055","2018-03-02","M","B102","","PM-C3","CH21","","","2018-03-09"]
["10075728","CG285","CG285   Surcongélateur -80°C","CH21/S100","Logistic & Warehouse","F570H","","EPPENDORF","","","CON  GMP  NAPP","2018-03-01","CH20A54055","2018-03-02","M","B102","","PM-C3","CH21","","","2018-03-09"]
["10075729","CG286","CG286   Surcongélateur -80°C","CH21/S100","Logistic & Warehouse","F570H","","EPPENDORF","","","CON  GMP  NAPP","2018-03-01","CH20A54055","2018-03-02","M","B102","","PM-C3","CH21","","","2018-03-09"]
["10075730","CG287","CG287   Surcongélateur -80°C","CH21/S100","Logistic & Warehouse","F570H","F570HG513897","EPPENDORF","","","PROD GMP  APPR OAPP QAPP","2018-03-01","CH20A54055","2018-03-02","M","B102","","PM-C3","CH21","","","2018-03-09"]
["10075731","CG288","CG288   Surcongélateur -80°C","CH21/S100","Logistic & Warehouse","F570H","F570GQ813798","EPPENDORF","","","PROD GMP  APPR OAPP QAPP","2018-03-01","CH20A54055","2018-03-02","M","B102","","PM-C3","CH21","","","2018-03-09"]
["10075732","CG289","CG289   Surcongélateur -80°C","CH21/S100","Logistic & Warehouse","F570H","F570HG213899","EPPENDORF","","","PROD GMP  APPR OAPP QAPP","2018-03-01","CH20A54055","2018-03-02","M","B102","","PM-C3","CH21","","","2018-03-09"]
["10075733","CG290","CG290   Surcongélateur -80°C","CH21/S100","Logistic & Warehouse","F570H","F570HG113896","EPPENDORF","","","PROD GMP  APPR OAPP QAPP","2018-03-01","CH20A54055","2018-03-02","M","B102","","PM-C3","CH21","","","2018-03-09"]
["10075734","CG291","CG291   Surcongélateur -80°C","CH21/S100","Logistic & Warehouse","F570H","F570GR313839","EPPENDORF","","","PROD GMP  APPR OAPP QAPP","2018-03-01","CH20A54055","2018-03-02","M","B102","","PM-C3","CH21","","","2018-03-09"]
["10075735","CG292","CG292   Surcongélateur -80°C","CH21/S100","Logistic & Warehouse","F570H","F570GQ313802","EPPENDORF","","","PROD GMP  APPR OAPP QAPP","2018-03-01","CH20A54055","2018-03-02","M","B102","","PM-C3","CH21","","","2018-03-09"]
["10075736","CG293","CG293   Surcongélateur -80°C","CH21/S100","Logistic & Warehouse","F570H","F570GQ013801","EPPENDORF","","","PROD GMP  APPR OAPP QAPP","2018-03-01","CH20A54055","2018-03-02","M","B102","","PM-C3","CH21","","","2018-03-09"]
["10075737","CG294","CG294   Surcongélateur -80°C","CH21/S100","Logistic & Warehouse","F570H","F570GR413843","EPPENDORF","","","PROD GMP  APPR OAPP QAPP","2018-03-01","CH20A54055","2018-03-02","M","B102","","PM-C3","CH21","","","2018-03-09"]
["10075738","CG295","CG295   Surcongélateur -80°C","CH21/S100","Logistic & Warehouse","F570H","F570GQ713803","EPPENDORF","","","PROD GMP  APPR OAPP QAPP","2018-03-01","CH20A54055","2018-03-02","M","B102","","PM-C3","CH21","","","2018-03-09"]
["10075739","CG296","CG296   Surcongélateur -80°C","CH21/S100","Logistic & Warehouse","F570H","F570HG913898","EPPENDORF","","","PROD GMP  APPR OAPP QAPP","2018-03-01","CH20A54055","2018-03-02","M","B102","","PM-C3","CH21","","","2018-03-09"]
["10075740","CG297","CG297   Surcongélateur -80°C","CH21/S100","Logistic & Warehouse","F570H","F570GN013464","EPPENDORF","","","PROD GMP  APPR OAPP QAPP","2018-03-01","CH20A54055","2018-03-02","M","B102","","PM-C3","CH21","","","2018-03-09"]
["10075741","CG298","CG298   Surcongélateur -80°C","CH21/S100","Logistic & Warehouse","F570H","F570GN513468","EPPENDORF","","","PROD GMP  APPR OAPP QAPP","2018-03-01","CH20A54055","2018-03-02","M","B102","","PM-C3","CH21","","","2018-03-09"]
["10075742","CG299","CG299   Surcongélateur -80°C","CH21/S100","Logistic & Warehouse","F570H","F570GN213471","EPPENDORF","","","PROD GMP  APPR OAPP QAPP","2018-03-01","CH20A54055","2018-03-02","M","B102","","PM-C3","CH21","","","2018-03-09"]
["10075743","CG300","CG300   Surcongélateur -80°C","CH21/S100","Logistic & Warehouse","F570H","F570GR413831","EPPENDORF","","","PROD GMP  APPR OAPP QAPP","2018-03-01","CH20A54055","2018-03-02","M","B102","","PM-C3","CH21","","","2018-03-09"]
["10075744","CG301","CG301   Surcongélateur -80°C","CH21/S100","Logistic & Warehouse","F570H","F570GR113833","EPPENDORF","","","PROD GMP  APPR OAPP QAPP","2018-03-01","CH20A54055","2018-03-02","M","B102","","PM-C3","CH21","","","2018-03-09"]
["10075745","CG302","CG302   Surcongélateur -80°C","CH21/S100","Logistic & Warehouse","F570H","F570GP413678","EPPENDORF","","","PROD GMP  APPR OAPP QAPP","2018-03-01","CH20A54055","2018-03-02","M","B102","","PM-C3","CH21","","","2018-03-09"]
["10075746","CG303","CG303   Surcongélateur -80°C","CH21/S100","Logistic & Warehouse","F570H","F570GR513834","EPPENDORF","","","PROD GMP  APPR OAPP QAPP","2018-03-01","CH20A54055","2018-03-02","M","B102","","PM-C3","CH21","","","2018-03-09"]
["10075747","CG304","CG304   Surcongélateur -80°C","CH21/S100","Logistic & Warehouse","F570H","F570GR313827","EPPENDORF","","","PROD GMP  APPR OAPP QAPP","2018-03-01","CH20A54055","2018-03-02","M","B102","","PM-C3","CH21","","","2018-03-09"]
["10075748","CG305","CG305   Surcongélateur -80°C","CH21/S100","Logistic & Warehouse","F570H","F570GQ413797","EPPENDORF","","","PROD GMP  APPR OAPP QAPP","2018-03-01","CH20A54055","2018-03-02","M","B102","","PM-C3","CH21","","","2018-03-09"]
["10075749","CG306","CG306   Surcongélateur -80°C","CH21/S100","Logistic & Warehouse","F570H","F570GQ013796","EPPENDORF","","","PROD GMP  APPR OAPP QAPP","2018-03-01","CH20A54055","2018-03-02","M","B102","","PM-C3","CH21","","","2018-03-09"]
["10075750","CG307","CG307   Surcongélateur -80°C","CH21/S100","Logistic & Warehouse","F570H","F570GP113681","EPPENDORF","","","PROD GMP  APPR OAPP QAPP","2018-03-01","CH20A54055","2018-03-02","M","B102","","PM-C3","CH21","","","2018-03-09"]
["10075751","CG308","CG308   Surcongélateur -80°C","CH21/S100","Logistic & Warehouse","F570H","F570GP713676","EPPENDORF","","","PROD GMP  APPR OAPP QAPP","2018-03-01","CH20A54055","2018-03-02","M","B102","","PM-C3","CH21","","","2018-03-09"]
["10075752","CG309","CG309   Surcongélateur -80°C","CH21/S100","Logistic & Warehouse","F570H","F570GP913683","EPPENDORF","","","PROD GMP  APPR OAPP QAPP","2018-03-01","CH20A54055","2018-03-02","M","B102","","PM-C3","CH21","","","2018-03-09"]
["10075753","CG310","CG310   Surcongélateur -80°C","CH21/S100","Logistic & Warehouse","F570H","F570GQ613800","EPPENDORF","","","PROD GMP  APPR OAPP QAPP","2018-03-01","CH20A54055","2018-03-02","M","B102","","PM-C3","CH21","","","2018-03-09"]
["10075754","CG311","CG311   Surcongélateur -80°C","CH21/S100","Logistic & Warehouse","F570H","F570GQ113799","EPPENDORF","","","PROD GMP  APPR OAPP QAPP","2018-03-01","CH20A54055","2018-03-02","M","B102","","PM-C3","CH21","","","2018-03-09"]
["10075755","CG312","CG312   Surcongélateur -80°C","CH21/S100","Logistic & Warehouse","F570H","F570GR713828","EPPENDORF","","","PROD GMP  APPR OAPP QAPP","2018-03-01","CH20A54055","2018-03-02","M","B102","","PM-C3","CH21","","","2018-03-09"]
["10075726","CG313","CG313   Surcongélateur -80°C","CH21/S100","Logistic & Warehouse","F570H","","EPPENDORF","","","CON  GMP  NAPP","2018-03-01","CH20A54055","2018-03-02","M","B102","","PM-C3","CH21","","","2018-03-09"]
["10076905","CG314","CG314 Congélateur","CH21/P120","Zone  DSP3","LF700","84184080","Arctiko","","A0024","PROD GMP  APPR OAPP QAPP","2018-03-02","CH20A54055","2018-06-13","M","B101","","PM-C3","CH21","","","2018-03-15"]
["10079397","CG315","CG315 Réfrigérateur BPS Analytique","CH21/P150","Zone  IPC Biotechnologie","LFKV 2640","84.261.324.6","LIEBHERR","","A1017","PROD GMP  APPR OAPP QAPP","2018-03-06","CH20A54055","2018-09-11","M","B101","","PM-C3","CH21","","","2018-03-27"]
["10081498","CG316","CG316: Frigo 2-8°C Blanc Labo","CH21/P170","Zone Production de Milieu s/sol","","1812/17","UNIFROID SA","Rumed Type P530","B01104","PROD GMP  BUS  APPR OAPP QAPP","2018-12-06","CH20A54055","2019-02-20","M","B102","","PM-C3","CH21","","","2019-02-18"]
["10081838","CG317","CG317  Cryocontainer à azote liquide","CH21/P190","Cellule","CBV1500AB","B181010AJ-2","CBS Custom BioGenic System","","A0139","PROD GMP  BUS  APPR OAPP QAPP","2019-01-23","CH20A54055","2019-03-21","M","B101","","PM-C7","CH21","","","2019-03-08"]
["10081957","CG318","CG318   Réfrigérateur","CH21/P120","Zone  DSP3","FO-LGPV6520","84.658.820.5","LIEBHERR","","B0164","PROD GMP  BUS  APPR OAPP QAPP","2019-03-25","CH20A55050","2019-04-02","M","B102","","PM-C3","CH21","","","2019-04-10"]
["10081956","CG319","CG319   Congélateur","CH21/P120","Zone  DSP3","FO-LGVEX 1500","84.698.977.4","LIEBHERR","","B0164","PROD GMP  BUS  APPR OAPP QAPP","2019-03-25","CH20A55050","2019-04-02","M","B102","","PM-C3","CH21","","","2019-04-10"]
["10003335","CG43","CONGEL. BROUWER","CH21/P151","Zone Production USP5 s/sol","GT6102","7954785","BROUWER SA","","B0148","PROD GMP  BUS  APPR OAPP QAPP","1988-01-01","CH20A54055","2010-09-10","M","B102","","PM-C3","CH21","","","2010-09-10"]
["10002609","CG44","CONGEL. BROUWER","CH21/P111","Zone  USP1 et USP4","TKS660","00463","BROUWER SA","","A0107","PROD GMP  BUS  APPR OAPP QAPP","1988-10-01","CH20A54055","2010-09-10","M","B101","","PM-C3","CH21","","","2010-09-10"]
["10002492","CG55","FRIGO. BROUWER","CH21/P111","Zone  USP1 et USP4","UG 1401","66116096","BROUWER SA","","A0157","PROD GMP  APPR OAPP QAPP","1987-01-01","CH20A54055","2010-09-10","M","B101","","PM-C3","CH21","","","2010-09-10"]
["10003011","CG91","Congélateur bahut","CH21/S100","Logistic & Warehouse","GT6102 4 0029 1","13 64 222","FORS AG STUDEN","SMF_WAREHOUSE","CC0030","PROD GMP  BUS  APPR OAPP QAPP","1990-01-01","CH20A53555","2010-09-10","M","B203","","PM-C3","CH21","","","2010-09-10"]
["10002441","CG99","SURCONGELATEUR FORMA SCIENTIFIC -80°C","CH21/P150","Zone  IPC Biotechnologie","8517","85791-48","FORMA SCIENTIFIC","","A1017","PROD GMP  BUS  APPR OAPP QAPP","1994-07-07","CH20A54055","2010-09-10","M","B101","","PM-C3","CH21","","","2010-09-10"]
["10067507","CH","Calotte chauffante","CH21/S400","Quality Control","EMV0250/CE","M455040/07","VWR INTERNATIONAL","","A1078","PROD APPR OAPP QAPP","2014-12-19","CH20A55050","2015-04-02","M","B101","","PM-V1","CH21","","","2015-01-06"]
["10067508","CH","Calotte chauffante","CH21/S400","Quality Control","EMV0250/CE","M455040/09","VWR INTERNATIONAL","","A1078","PROD APPR OAPP QAPP","2014-12-19","CH20A55050","2015-04-02","M","B101","","PM-V1","CH21","","","2015-01-06"]
["10067509","CH","Calotte chauffante","CH21/S400","Quality Control","EMV0250/CE","M455040/15","VWR INTERNATIONAL","","A1078","PROD APPR OAPP QAPP","2014-12-19","CH20A55050","2015-04-02","M","B101","","PM-V1","CH21","","","2015-01-06"]
["10067510","CH","Calotte chauffante","CH21/S400","Quality Control","EMV0250/CE","M455040/16","VWR INTERNATIONAL","","A1078","PROD APPR OAPP QAPP","2014-12-19","CH20A55050","2015-04-02","M","B101","","PM-V1","CH21","","","2015-01-06"]
["10068908","CH","Plaque chauffante","CH21/S400","Quality Control","VM S-A-S043","100087880","VWR INTERNATIONAL","","A1078","PROD APPR OAPP QAPP","2015-12-01","CH20A55050","2015-11-27","M","B101","","PM-V1","CH21","","","2015-12-01"]
["10075047","CH","Plaque chauffante","CH21/S400","Quality Control","VM S-A","100385153","VWR INTERNATIONAL","","A1078","PROD APPR OAPP QAPP","2017-12-18","CH20A55050","2018-01-19","M","B101","","PM-V1","CH21","","","2018-01-01"]
["10000290","CH01","RESEAU CHAUFFAGE PH80","CH21/U320/____CH01","RESEAU CHAUFFAGE PH80","","","BRAUCHLI SA","","A00","PROD APPR OAPP QAPP","1983-01-01","CH20A54052","2010-09-10","M","B101","","PM-C5","CH21","","","2010-09-10"]
["10000598","CH02","RESEAU CHAUFFAGE PH90","CH21/U320/____CH02","RESEAU CHAUFFAGE PH90","","","BRAUCHLI SA","","B0166","PROD BUS  APPR OAPP QAPP","1989-01-01","CH20A54052","2010-09-10","M","B102","","PM-C5","CH21","","","2010-09-10"]
["10068900","CH02DC008","CH02DC008 Distri.  eau-chauffage  Bât. S","CH21/U320/____CH02/DC008","Distribution  eau-chauffage Bât.S \"PACK\"","N/A","N/A","","","S01","PROD APPR OAPP QAPP","2016-11-01","CH20A54052","2015-11-26","M","B108","","PM-C5","CH21","","","2016-11-01"]
["10000337","CH03","RESEAU CHAUFFAGE BAT \"H\"","CH21/U320/____CH03","RESEAU CHAUFFAGE BAT \"H\"","","","","","H0005","PROD APPR OAPP QAPP","1990-01-01","CH20A54052","2010-09-10","M","B105","","PM-C5","CH21","","","2010-09-10"]
["10059542","CH03CD","CHAUDIERE bâtiment H","CH21/U320/____CH03/CD001","CHAUDIERE bâtiment H","ECOTECK EXCLUSIVE","21122500100041190006005018NS","VAILLANT","","H0005","PROD EHS  APPR OAPP QAPP","2012-10-01","CH20A54052","2012-10-02","M","B105","","PM-C5","CH21","","","2012-10-01"]
["10059543","CH04CD","CHAUDIERE  bâtiment C","CH21/U320/____CH04/CD002","CHAUDIERE 2","LR25","5383110544226","YGNIS","","CC0104","PROD EHS  APPR OAPP QAPP","2012-09-01","CH20A54052","2012-10-02","M","B203","","PM-C5","CH21","","","2012-09-01"]
["10000743","CH04CD003","CHAUDIERE 3","CH21/U320/____CH04/CD003","CHAUDIERE 3","EM755","2438.13076","YGNIS","","CC0104","PROD APPR OAPP QAPP","1990-01-01","CH20A54052","2010-09-10","M","B203","","PM-C5","CH21","","","2010-09-10"]
["10000270","CH04CH001","boucle chauffage  REZ + 1er aille sud","CH21/U320/____CH04","RESEAU CHAUFFAGE COINSINS","N/A","N/A","","","CC","PROD APPR OAPP QAPP","2002-12-18","CH20A54052","2010-09-10","M","B203","","PM-C5","CH21","","","2010-09-10"]
["10057592","CH05CD001","CHAUDIERE BAT.L","CH21/U320/____CH05","RESEAU CHAUFFAGE BAT \"L\"","VKK 366/4 ECOVIT EXCLUSIVE","21114000 1000751731","VAILLANT","","L0006","PROD EHS  APPR OAPP QAPP","2011-03-08","CH20A54052","2012-03-14","M","B106","","PM-C5","CH21","","","2011-03-08"]
["10002309","CL02XX001","Pour contrat VENTIL. GENERALE PH90","CH21/U900","HVAC","REGULATION","","LUWA SA","","B-DIVERS","PROD APPR OAPP QAPP","1989-01-01","CH20A54052","2010-09-10","M","B102","","PM-G1","CH21","","","2010-09-10"]
["10001100","CL06","PRE-TRAIT. CH. blanche B0044 ligne3/5","CH21/U900/____CL06","*1-PRE-TRAIT. CH. blanche B0044 ligne3/5","","","LUWA SA","","B0126","PROD GMP  BUS  APPR OAPP QAPP","1989-01-01","CH20A54052","2010-09-10","M","B102","","PM-C6","CH21","","","2010-09-10"]
["10000821","CL08","ZONE SATELLITE CH. blanche  ligne 3","CH21/U900/____CL08","ZONE SATELLITE CH. blanche  ligne 3","MKG25/44SPEZ.","487-6919/5.1","SEVEN-AIR","","B0005","PROD GMP  BUS  APPR OAPP QAPP","1995-04-10","CH20A54052","2010-09-10","M","B102","","PM-C6","CH21","","","2010-10-05"]
["10000362","CL100","Refroidissement lignes 3-5 zone sat.","CH21/U900/___CL100","Clim. B0042 lignes 3-5 zone sat.","CAMPTROL 1002  \"STULZ\"","","","","B0042","PROD GMP  BUS  APPR OAPP QAPP","2003-06-12","CH20A54052","2010-09-10","M","B102","","PM-C6","CH21","","","2010-09-10"]
["10000221","CL106","Monobloc USP2","CH21/U900/___CL106","Monobloc USP2","SKG 17 SPEC","N/A","SEVEN-AIR","","B2005  P","PROD GMP  BUS  APPR OAPP QAPP","2006-01-01","CH20A54052","2010-09-10","M","B102","","PM-C6","CH21","","","2010-09-10"]
["10000190","CL107","Monobloc USP2 (B1075)","CH21/U900/___CL107","Monobloc USP2 (B1075)","SKG 21","N/A","SEVEN-AIR","","B2005","PROD GMP  BUS  APPR OAPP QAPP","2006-01-01","CH20A54052","2010-09-10","M","B102","","PM-C6","CH21","","","2010-09-10"]
["10000470","CL108","Monobloc  DSP2 (B10114)","CH21/U900/___CL108","Monobloc  DSP2 (B10114)","SKG 8.5","N/A","SEVEN-AIR","","B1037  P","PROD GMP  BUS  APPR OAPP QAPP","2006-01-01","CH20A54052","2010-09-10","M","B102","","PM-C6","CH21","","","2010-09-10"]
["10000458","CL109","Monobloc  zone amplification cellulaire","CH21/U900/___CL109","Monobloc  zone amplification cellulaire","SKG5.8/SPEZ","A405.62.315.5","SEVEN-AIR","","A0167 -","PROD GMP  BUS  APPR OAPP QAPP","2005-12-01","CH20A54052","2010-09-10","M","B101","","PM-C6","CH21","","","2010-09-10"]
["10000879","CL110","Centrale ventilation USP5","CH21/U900/___CL110","Centrale ventilation USP5","SKG25","N/A","SEVEN-AIR","","EXT .","PROD APPR OAPP QAPP","2010-08-01","CH20A54052","2010-09-10","M","B101","","PM-C6","CH21","","","2010-09-10"]
["10040982","CL111","CL111   Centrale ventilation","CH21/U900/___CL111","Centrale ventilation CL111","RL18/18","83813.1","ROBATHERM","","M- TOIT","PROD GMP  BUS  APPR OAPP QAPP","2011-07-15","CH20A54052","2010-10-05","M","B103","","PM-C6","CH21","","","2012-06-29"]
["10040983","CL112","CL112   Centrale ventilation","CH21/U900/___CL112","Centrale ventilation CL112","RL15/21","83813.2","ROBATHERM","","M- TOIT","PROD GMP  BUS  APPR OAPP QAPP","2011-07-15","CH20A54052","2010-10-05","M","B103","","PM-C6","CH21","","","2012-06-29"]
["10040984","CL113","CL113   Centrale ventilation","CH21/U900/___CL113","Centrale ventilation CL113","RL15/18","83813.3","ROBATHERM","","M- TOIT","PROD GMP  BUS  APPR OAPP QAPP","2011-07-15","CH20A54052","2010-10-05","M","B103","","PM-C6","CH21","","","2012-06-29"]
["10040985","CL114","CL114   Centrale ventilation","CH21/U900/___CL114","Centrale ventilation CL114","RL15/18","83813.4","ROBATHERM","","M- TOIT","PROD GMP  BUS  APPR OAPP QAPP","2011-07-15","CH20A54052","2010-10-05","M","B103","","PM-C6","CH21","","","2012-06-29"]
["10040986","CL115","CL115   Centrale ventilation","CH21/U900/___CL115","Centrale ventilation CL115","RL15/15","84408.1","ROBATHERM","","M- TOIT","PROD GMP  BUS  APPR OAPP QAPP","2011-12-31","CH20A54052","2010-10-05","M","B103","","PM-C6","CH21","","","2012-06-29"]
["10040987","CL116","CL116   Centrale ventilation","CH21/U900/___CL116","Centrale ventilation CL116","RL15/15","84408.2","ROBATHERM","","M- TOIT","PROD GMP  BUS  APPR OAPP QAPP","2011-12-31","CH20A54052","2010-10-07","M","B103","","PM-C6","CH21","","","2012-06-29"]
["10040988","CL117","CL117   Centrale ventilation","CH21/U900/___CL117","Centrale ventilation CL117","RL09/20","83813.5","ROBATHERM","","M- TOIT","PROD GMP  BUS  APPR OAPP QAPP","2011-07-15","CH20A54052","2010-10-07","M","B103","","PM-C6","CH21","","","2012-06-29"]
["10040990","CL119","CL119    Centrale ventilation","CH21/U900/___CL119","Centrale ventilation CL119","RL09/17","83813.6","ROBATHERM","","M- TOIT","PROD GMP  BUS  APPR OAPP QAPP","2011-07-15","CH20A54052","2010-10-07","M","B103","","PM-C6","CH21","","","2012-06-29"]
["10040991","CL120","CL120   Centrale ventilation","CH21/U900/___CL120","Centrale ventilation CL120","RL15/21","83813.7","ROBATHERM","","M- TOIT","PROD GMP  BUS  APPR OAPP QAPP","2011-07-15","CH20A54052","2010-10-07","M","B103","","PM-C6","CH21","","","2012-06-29"]
["10040992","CL121","CL121   Centrale ventilation","CH21/U900/___CL121","Centrale ventilation CL121","RL15/12","83813.8","ROBATHERM","","M- TOIT","PROD GMP  BUS  APPR OAPP QAPP","2011-07-15","CH20A54052","2010-10-07","M","B103","","PM-C6","CH21","","","2012-06-29"]
["10040993","CL122","CL122   Centrale ventilation","CH21/U900/___CL122","Centrale ventilation CL122","RL09/12","83813.9","ROBATHERM","","M- TOIT","PROD GMP  BUS  APPR OAPP QAPP","2011-07-15","CH20A54052","2010-10-07","M","B103","","PM-C6","CH21","","","2012-06-29"]
["10041001","CL122FL175","CL122FL175   Flux laminaire","CH21/U900/___CL122/FL175","Flux laminaire CL122FL175","PROD-MO-10","N/A","STC SERRURERIE TOLERIE","","B0023","PROD GMP  BUS  APPR OAPP QAPP","2012-01-15","CH20A54052","2010-10-07","M","B102","","PM-C6","CH21","","","2012-06-29"]
["10040995","CL124","CL124   Centrale ventilation","CH21/U900/___CL124","Centrale ventilation CL124","RL12/06","83813.11","ROBATHERM","","M- TOIT","PROD GMP  APPR OAPP QAPP","2011-07-15","CH20A54052","2010-10-07","M","B103","","PM-C6","CH21","","","2012-06-29"]
["10041002","CL124FL176","CL124FL176   Flux laminaire Biohazard","CH21/U900/___CL124/FL176","Flux laminaire Biohazard  CL124FL176","N/A","840661","ALPIQ INTEC ROMANDIE SA","","B0020","PROD GMP  BUS  APPR OAPP QAPP","2011-07-15","CH20A54052","2010-10-07","M","B102","","PM-C6","CH21","","","2011-06-26"]
["10040997","CL126","CL126   Centrale ventilation","CH21/U900/___CL126","Centrale ventilation CL126","RL06/09","83813.12","ROBATHERM","","B0032","PROD BUS  APPR OAPP QAPP","2011-07-15","CH20A54052","2010-10-07","M","B102","","PM-C6","CH21","","","2012-06-29"]
["10057556","CL127","Centrale refroidissement pour PACK B0067","CH21/U900","HVAC","CYBER AIR3-ASV 800CW","N/A","STULZ GmbH","","B0067","PROD BUS  APPR OAPP QAPP","2012-03-19","CH20A54052","2012-03-09","M","B102","","PM-C6","CH21","","","2012-03-19"]
["10058240","CL128","Clim. Formulation B0059 Pesée B0058","CH21/U900","HVAC","SKG4.2 SEVENAIR","A412.84158_2","STULZ GmbH","","B00 EXT","PROD GMP  BUS  APPR OAPP QAPP","2012-06-08","CH20A54052","2012-05-04","M","B102","","PM-C6","CH21","","","2012-08-06"]
["10058241","CL129","Traitement air LAF1 B0059 et LAF2 B0058","CH21/U900","HVAC","SKG17 SEVENAIR","A412.84158_1","STULZ GmbH","","B00 EXT","PROD GMP  BUS  APPR OAPP QAPP","2012-06-08","CH20A54052","2012-05-04","M","B102","","PM-C6","CH21","","","2012-08-06"]
["10060612","CL130","Climatisation et traitement air MGH2-RT","CH21/U900","HVAC","SKG13","N/A","SEVEN-AIR","","K10..","PROD GMP  BUS  APPR OAPP QAPP","2013-02-04","CH20A54052","2013-02-07","M","B104","","PM-C6","CH21","","","2013-02-04"]
["10061384","CL131","Climatisation traitement air QC Incoming","CH21/U900/___CL131","Climatisation traitement air QC Incoming","SWG 3.0","A413.87885-2","SEVEN-AIR","","K0012","PROD GMP  BUS  APPR OAPP QAPP","2013-12-09","CH20A54052","2013-04-02","M","B104","","PM-C6","CH21","","","2013-12-09"]
["10065294","CL132","CL132 Clim.zone B0134 AT27 s/sol","CH21/U900/___CL132","Clim. zone Pack B0132 s/sol","SKG13/SKG2.1","A414.91241_1","SEVEN-AIR","","B0134","PROD GMP  BUS  APPR OAPP QAPP","2014-09-01","CH20A54052","2014-06-18","M","B102","","PM-C6","CH21","","","2014-09-01"]
["10066226","CL133","CL133  Monobloc HVAC classe D","CH21/U900/___CL133","Monobloc HVAC Classe D","N/A","N/A","SEVEN-AIR","","B2000","PROD GMP  APPR OAPP QAPP","2015-03-17","CH20A54052","2014-11-25","M","B102","","PM-C6","CH21","","","2017-03-23"]
["10066227","CL134","CL134   Monobloc HVAC Classe C","CH21/U900/___CL134","Monobloc HVAC classe C","N/A","N/A","SEVEN-AIR","","B2000","PROD GMP  APPR OAPP QAPP","2015-03-17","CH20A54052","2014-11-25","M","B102","","PM-C6","CH21","","","2017-03-23"]
["10068793","CL135","CL135  Logist. atelier, vest. WC s/sol","CH21/U900/___CL135","CL135  Logist. atelier, vest. WC s/sol","SKG-Z-25 SPEZ","416.96745_1","SEVEN-AIR","","S3000","PROD GMP  BUS  APPR OAPP QAPP","2016-09-01","CH20A54052","2015-11-17","M","B108","","PM-C6","CH21","","","2016-11-01"]
["10068794","CL136","CL136    Packaging - Rez-de-chaussée","CH21/U900/___CL136","CL136    Packaging - Rez-de-chaussée","SKG-Z-32 SPEZ","416.96745_2","SEVEN-AIR","","S3000","PROD GMP  BUS  APPR OAPP QAPP","2016-09-01","CH20A54052","2015-11-17","M","B108","","PM-C6","CH21","","","2016-11-01"]
["10068795","CL137","CL137     Packaging - 1er étage","CH21/U900/___CL137","CL137     Packaging - 1er étage","SKG-Z-36 SPEZ","416.96745_3","SEVEN-AIR","","S3000","PROD GMP  BUS  APPR OAPP QAPP","2016-09-01","CH20A54052","2015-11-17","M","B108","","PM-C6","CH21","","","2016-11-01"]
["10068796","CL138","CL138    Côntrol visuel - 2ème étage","CH21/U900/___CL138","CL138    Côntrol visuel - 2ème étage","SKG-Z-44 SPEZ","416.96745_4","SEVEN-AIR","","S3000","PROD GMP  BUS  APPR OAPP QAPP","2016-09-01","CH20A54052","2015-11-17","M","B108","","PM-C6","CH21","","","2016-11-01"]
["10068797","CL139","CL139    Bureaux, local pause - général","CH21/U900/___CL139","CL139    Bureaux, local pause - général","SKG-Z-21 SPEZ","416.96745_5","SEVEN-AIR","","S3000","PROD GMP  BUS  APPR OAPP QAPP","2016-09-01","CH20A54052","2015-11-17","M","B108","","PM-C6","CH21","","","2016-11-01"]
["10000792","CL14","MONOBLOC COMPRESSEUR LYO.","CH21/U900/____CL14","MONOBLOC COMPRESSEUR LYO.","","488-8439/1,1","LUWA SA","","B0127","PROD APPR OAPP QAPP","1990-01-01","CH20A54052","2010-09-10","M","B102","","PM-C6","CH21","","","2010-09-10"]
["10068798","CL140","CL140    Locaux techniques - sous-sol","CH21/U900/___CL140","CL140    Locaux techniques - sous-sol","SKG-Z-1.7","416.96745_6","","","S3000","PROD APPR OAPP QAPP","2016-11-01","CH20A54052","2015-11-17","M","B108","","PM-G1","CH21","","","2016-11-01"]
["10068799","CL141","CL141  Ventilo-convecteur Expédition","CH21/U900/___CL141","CL141  Ventilo-convecteur Expédition","CONFORT LINE 64D","N/A","CIAT SA","","S0019","PROD APPR OAPP QAPP","2016-11-01","CH20A54052","2015-11-17","M","B108","","PM-G1","CH21","","","2016-11-01"]
["10000268","CL15","MONOBLOC LAVERIE B1096","CH21/U900/____CL15","MONOBLOC LAVERIE B1096","","488-8439/1,2","LUWA SA","","B1005","PROD GMP  BUS  APPR OAPP QAPP","1990-01-01","CH20A54052","2010-09-10","M","B102","","PM-C6","CH21","","","2010-09-10"]
["10069163","CL154","CL154: Monobloc HVAC USP1","CH21/U900/___CL154","Monobloc HVAC USP1","SKG-Z 8.5 SKG-Z 28","416.963.73-2","SEVEN-AIR","","B1048","PROD GMP  BUS  APPR OAPP QAPP","2016-04-01","CH20A54052","2016-01-20","M","B102","","PM-C6","CH21","","","2016-07-01"]
["10069164","CL155","CL155: Monobloc   chambre froide B10134","CH21/U900/___CL155","Monobloc   chambre froide B10134","SKG-Z 2.1 SKG-Z 7.1","416.963.73-4","SEVEN-AIR","","B1048","PROD GMP  BUS  APPR OAPP QAPP","2016-04-01","CH20A54052","2016-01-20","M","B102","","PM-C6","CH21","","","2016-07-01"]
["10074105","CL156","CL156: Monobloc   B0044","CH21/P305","Pharmaceutical - ligne 5","SKG10 QUALITÉ II","1512028-1241","SEVEN-AIR","","B0044","PROD GMP  BUS  APPR OAPP QAPP","2017-11-24","CH20A54052","2017-11-16","M","B102","","PM-C6","CH21","","","2017-12-04"]
["10074107","CL157","CL157: Monobloc   B0044","CH21/P305","Pharmaceutical - ligne 5","SKG10 QUALITÉ II","1512028-1243","SEVEN-AIR","","B0044","PROD GMP  BUS  APPR OAPP QAPP","2017-11-24","CH20A54052","2017-11-16","M","B102","","PM-C6","CH21","","","2017-12-04"]
["10074108","CL158","CL158: Monobloc   B0044","CH21/P305","Pharmaceutical - ligne 5","SKG10 QUALITÉ II","1512028-1240","SEVEN-AIR","","B0044","PROD GMP  BUS  APPR OAPP QAPP","2017-11-24","CH20A54052","2017-11-16","M","B102","","PM-C6","CH21","","","2017-12-04"]
["10074109","CL159","CL159: Monobloc   B0044","CH21/P305","Pharmaceutical - ligne 5","SKG10 QUALITÉ II","1512028-1237","SEVEN-AIR","","B0044","PROD GMP  BUS  APPR OAPP QAPP","2017-11-24","CH20A54052","2017-11-16","M","B102","","PM-C6","CH21","","","2017-12-04"]
["10076129","CL161","CL161:  Monobloc SASentrée suite 5","CH21/P305","Pharmaceutical - ligne 5","SKG 3.0","418.105207","SEVEN-AIR","","B00121","PROD GMP  BUS  APPR OAPP QAPP","2018-03-20","CH20A54052","2018-04-11","M","B102","","PM-C6","CH21","","","2018-05-16"]
["10077187","CL162","CL162:  Monobloc","CH21/U900","HVAC","","103116.1","Robatherm","R12/12","B1004","PROD GMP  BUS  APPR OAPP QAPP","2018-12-14","CH20A54052","2018-07-25","M","B102","","PM-C6","CH21","","","2019-04-01"]
["10077188","CL163","CL163:  Monobloc","CH21/U900","HVAC","","103116.2","SEVEN-AIR","RL09/12","B1004","PROD GMP  BUS  APPR OAPP QAPP","2018-12-14","CH20A54052","2018-07-25","M","B102","","PM-C6","CH21","","","2019-04-01"]
["10077189","CL164","CL164:  Monobloc","CH21/U900","HVAC","","103116.3","Robatherm","RL09/09","B1004","PROD GMP  BUS  APPR OAPP QAPP","2018-12-14","CH20A54052","2018-07-25","M","B102","","PM-C6","CH21","","","2019-04-01"]
["10079203","CL165","CL165: Traitement d'air isolateur Lyo. 1","","","","","","","","CON  GMP  EHS  BUS  NAPP",null,"CH20A54052","2018-08-27","M","","","PM-C6","CH21","","","2018-08-01"]
["10079204","CL166","CL166: Traitement d'air isolateur Lyo. 2","","","","","","","","CON  GMP  EHS  BUS  NAPP",null,"CH20A54052","2018-08-27","M","","","PM-C6","CH21","","","2018-08-01"]
["10079205","CL167","CL167: Traitement d'air isolateur MP","","","","","","","","CON  GMP  EHS  BUS  NAPP",null,"CH20A54052","2018-08-27","M","","","PM-C6","CH21","",""]
["10079284","CL168","CL168: Traitement d'air S/sol Biotech","CH21/U900","HVAC","","418.107269","Seven Air","SKG-Z-25","B00 EXT","PROD GMP  BUS  APPR OAPP QAPP","2018-09-15","CH20A54052","2018-08-28","M","B102","","PM-C6","CH21","","","2018-11-16"]
["10080508","CL169","CL169: Monobloc","CH21/U900","HVAC","SKG-Z-4.2","419.108394.1","","","B00 EXT","PROD GMP  BUS  APPR OAPP QAPP","2018-09-01","CH20A54052","2018-11-22","M","B102","","PM-C6","CH21","","","2019-02-01"]
["10080773","CL170","CL170:  Monobloc","","","","","","","","CON  GMP  BUS  NAPP",null,"CH20A54052","2018-12-11","M","","","PM-C6","CH21","",""]
["10080774","CL171","CL171:  Monobloc","","","","","","","","CON  GMP  BUS  NAPP",null,"CH20A54052","2018-12-11","M","","","PM-C6","CH21","",""]
["10080775","CL172","CL172:  Monobloc","","","","","","","","CON  GMP  BUS  NAPP",null,"CH20A54052","2018-12-11","M","","","PM-C6","CH21","",""]
["10080776","CL173","CL173:  Monobloc","","","","","","","","CON  GMP  BUS  NAPP",null,"CH20A54052","2018-12-11","M","","","PM-C6","CH21","",""]
["10081042","CL174","CL174:  Monobloc","","","","","","","","CON  GMP  BUS  NAPP",null,"CH20A54052","2019-01-16","M","","","PM-C6","CH21","",""]
["10081043","CL175","CL175:  Monobloc","","","","","SEVEN-AIR","","","CON  GMP  BUS  NAPP",null,"CH20A54052","2019-01-16","M","","","PM-C6","CH21","",""]
["10081044","CL176","CL176:  Monobloc","","","","","","","","CON  GMP  BUS  NAPP",null,"CH20A54052","2019-01-16","M","","","PM-C6","CH21","",""]
["10081045","CL177","CL177:  Monobloc","","","","","","","","CON  GMP  BUS  NAPP",null,"CH20A54052","2019-01-16","M","","","PM-C6","CH21","",""]
["10081046","CL178","CL178:  Monobloc","","","","","","","","CON  GMP  BUS  NAPP",null,"CH20A54052","2019-01-16","M","","","PM-C6","CH21","",""]
["10081047","CL179","CL179:  Monobloc","","","","","","","","CON  GMP  BUS  NAPP",null,"CH20A54052","2019-01-16","M","","","PM-C6","CH21","",""]
["10000739","CL18","MONOBLOC PULS/EXTR. DSP","CH21/U900/____CL18","MONOBLOC PULS/EXTR. DSP","","","LUWA SA","","B2000","PROD GMP  BUS  APPR OAPP QAPP","1992-09-03","CH20A54052","2010-09-10","M","B102","","PM-C6","CH21","","","2010-09-10"]
["10081976","CL180","CL180:  Monobloc","","","","","","","K0112","CON  NAPP",null,"CH20A54052","2019-04-03","M","B104","","PM-C6","CH21","",""]
["10082348","CL181","CL181  Centrale ventilation cafét. Bât A","CH21/U900","HVAC","RL12/15","103117.1","ROBATHERM","","B101","PROD APPR OAPP QAPP","2019-04-15","CH20A54052","2019-05-10","M","B101","","PM-G1","CH21","","","2019-05-16"]
["10082460","CL182","CL182: Monobloc zone satellite ligne 3/5","","","","","","","","CON  NAPP",null,"CH20A54052","2019-05-17","M","","","PM-C6","CH21","",""]
["10082615","CL183","CL183:  Monobloc Cafét Bât A","CH21/S200","Technical services","","103117.1","Robatherm","R12/15","B101","CON  APPR OAPP QAPP","2019-04-15","CH20A54052","2019-06-07","M","B101","","PM-G1","CH21","","","2019-05-13"]
["10000682","CL20","CLIM. S/SOL. PH80","CH21/U900/____CL20","CLIM. S/SOL. PH80","7AIR MBK17","","LUWA SA","","A0116","PROD APPR OAPP QAPP","1983-01-01","CH20A54052","2010-09-10","M","B101","","PM-G1","CH21","","","2010-09-10"]
["10000303","CL20XX001","VENTIL GENERALE PH80","CH21/U900/____CL20/XX001","VENTIL GENERALE PH80","REGULATION","","LUWA SA","","A-DIVERS","PROD APPR OAPP QAPP","1983-01-01","CH20A54052","2010-09-10","M","B101","","PM-G1","CH21","","","2010-09-10"]
["10001050","CL22","CLIM. REZ. PH80","CH21/U900/____CL22","CLIM. REZ. PH80","7AIR MBK22","","LUWA SA","","A0116","PROD APPR OAPP QAPP","1983-01-01","CH20A54052","2010-09-10","M","B101","","PM-G1","CH21","","","2010-09-10"]
["10000769","CL25","MONOBLOC ONDULEUR PH80","CH21/U900/____CL25","MONOBLOC ONDULEUR PH80","MKG 8.5","","LUWA SA","","A0158","PROD APPR OAPP QAPP","1987-01-01","CH20A54052","2010-09-10","M","B101","","PM-G1","CH21","","","2010-09-10"]
["10000935","CL31","CLIM. 1er ETAGE PH80","CH21/U900/____CL31","CLIM. 1er ETAGE PH80","","","LUWA SA","","A2001","PROD APPR OAPP QAPP","1983-01-01","CH20A54052","2010-09-10","M","B101","","PM-G1","CH21","","","2010-09-10"]
["10000822","CL35","MONOBLOC PEPTIDES","CH21/U900/____CL35","MONOBLOC PEPTIDES","MKG 6.3","","","","A2000","PROD APPR OAPP QAPP","1986-01-01","CH20A54052","2010-09-10","M","B101","","PM-G1","CH21","","","2010-09-10"]
["10000649","CL37","CLIM. LAVERIE   3 VENTIL.","CH21/U900/____CL37","CLIM. LAVERIE   3 VENTIL.","","","","","A1038","PROD APPR OAPP QAPP","1987-01-01","CH20A54052","2010-09-10","M","B101","","PM-C6","CH21","","","2010-09-10"]
["10000194","CL37VL001","VENTILOCONVECTEUR","CH21/U900/____CL37/VL001","VENTILOCONVECTEUR","","","","","A1038","PROD APPR OAPP QAPP","1987-01-01","CH20A54052","2010-09-10","M","B101","","PM-C6","CH21","","","2010-09-10"]
["10000248","CL37VL002","VENTILOCONVECTEUR","CH21/U900/____CL37/VL002","VENTILOCONVECTEUR","","","","","A1038","PROD APPR OAPP QAPP","1987-01-01","CH20A54052","2010-09-10","M","B101","","PM-C6","CH21","","","2010-09-10"]
["10000242","CL37VL003","VENTILOCONVECTEUR","CH21/U900/____CL37/VL003","VENTILOCONVECTEUR","","","","","A1038","PROD APPR OAPP QAPP","1987-01-01","CH20A54052","2010-09-10","M","B101","","PM-C6","CH21","","","2010-09-10"]
["10001130","CL38","MONOBLOC bureaux RH","CH21/U900/____CL38","MONOBLOC bureaux RH","","","","","A2000","PROD APPR OAPP QAPP","1993-03-03","CH20A54052","2010-09-10","M","B101","","PM-G1","CH21","","","2010-09-10"]
["10001158","CL40","MONOBLOC DSP2","CH21/U900/____CL40","MONOBLOC DSP2","","","LUWA SA","","B2000","PROD GMP  BUS  APPR OAPP QAPP","1993-01-15","CH20A54052","2010-09-10","M","B102","","PM-C6","CH21","","","2010-10-05"]
["10000944","CL41","MONOBLOC DSP3","CH21/U900/____CL41","MONOBLOC DSP3","","","LUWA SA","","B2000","PROD GMP  BUS  APPR OAPP QAPP","1990-01-01","CH20A54052","2010-09-10","M","B102","","PM-C6","CH21","","","2010-10-05"]
["10001187","CL42","Monobloc bioréacteurs s/sol PH90","CH21/U900/____CL42","Monobloc bioréacteurs s/sol PH90","7-AIR MKG50","22-740-212","LUWA SA","","B0126 P2","PROD GMP  BUS  APPR OAPP QAPP","1993-11-15","CH20A54052","2010-09-10","M","B102","","PM-C6","CH21","","","2010-10-05"]
["10000668","CL44","CLIM. CAFETERIA PH80","CH21/U900/____CL44","CLIM. CAFETERIA PH80","HEMAIR 13.13Q6","933.42.13.229","","","A2000","PROD APPR OAPP QAPP","1993-10-01","CH20A54052","2010-09-10","M","B101","","PM-G1","CH21","","","2010-09-10"]
["10000989","CL44VE001","VENTIL.CAFETERIA PH80","CH21/U900/____CL44/VE001","VENTIL.CAFETERIA PH80","RER 11-560LG","","","","A2000","PROD APPR OAPP QAPP","1993-10-01","CH20A54052","2010-09-10","M","B101","","PM-G1","CH21","","","2010-09-10"]
["10000751","CL45","REMPLISSAGE DES COLONNES","CH21/U900/____CL45","REMPLISSAGE DES COLONNES","","","","","B1094","PROD GMP  BUS  APPR OAPP QAPP","1990-01-01","CH20A54052","2010-09-10","M","B102","","PM-C6","CH21","","","2010-09-10"]
["10000750","CL45FL001","FLUX LAMINAIRE","CH21/U900/____CL45/FL001","FLUX LAMINAIRE","","","LUWA SA","","B1094","PROD GMP  BUS  APPR OAPP QAPP","1990-01-01","CH20A54052","2010-09-10","M","B102","","PM-C6","CH21","","","2010-09-10"]
["10000941","CL46","MONOBLOC RECEPTION PH80","CH21/U900/____CL46","MONOBLOC RECEPTION PH80","","","","","A0162","PROD APPR OAPP QAPP","1990-01-01","CH20A54052","2010-09-10","M","B101","","PM-G1","CH21","","","2010-09-10"]
["10001063","CL47","MONOBLOC MICROBIOLOGIE","CH21/U900/____CL47","MONOBLOC MICROBIOLOGIE","13.13","943.21.13.048","HEMAIR","","A2000","PROD BUS  APPR OAPP QAPP","1995-04-01","CH20A54052","2010-09-10","M","B101","","PM-G1","CH21","","","2010-09-10"]
["10001116","CL48","Laverie Prép. zone sat. ligne 3/5","CH21/U900/____CL48","Laverie Prép. zone satellite ligne 3/5","MKG 4.2","A494.23895","SEVEN-AIR","","B0074","PROD GMP  BUS  APPR OAPP QAPP","1994-07-06","CH20A54052","2010-09-10","M","B102","","PM-C6","CH21","","","2010-10-05"]
["10001165","CL49","PRETRAITEMEMT ZONE SATEL. ligne 3/5","CH21/U900/____CL49","PRETRAITEMEMT ZONE SATEL. ligne 3/5","MKG8.5","494-25173-2-1","SEVEN-AIR","","B0005","PROD GMP  BUS  APPR OAPP QAPP","1995-04-10","CH20A54052","2010-09-10","M","B102","","PM-C6","CH21","","","2010-09-10"]
["10073844","CL50","CL50  Centrale traitement d'air","CH21/U900/____CL50","CL50  Centrale traitement d'air","RM09/09","99374.2","ROBATHERM","","B0046","PROD GMP  BUS  APPR OAPP QAPP","2017-10-10","CH20A54052","2017-10-19","M","B102","","PM-C6","CH21","","","2017-10-19"]
["10000754","CL51","CLIM. LOCAL ELECTRIQUE 90","CH21/U900/____CL51","CLIM. LOCAL ELECTRIQUE 90","CTK-OFC-100","DIS DAT 122A-59361","AIR BLUE","","B0163-B0","PROD APPR OAPP QAPP","1995-04-01","CH20A54052","2010-09-10","M","B102","","PM-C6","CH21","","","2010-09-10"]
["10000575","CL52","CLIM. CH. FROIDE B1022","CH21/U900/____CL52","CLIM. CH. FROIDE B1022","HEMAIR 09.05","943.21.13074.1","HEMAIR","","B1503","PROD GMP  BUS  APPR OAPP QAPP","1995-02-16","CH20A54052","2010-09-10","M","B102","","PM-C6","CH21","","","2010-09-10"]
["10000781","CL53","CLIM. CH. FROIDE B1036","CH21/U900/____CL53","CLIM. CH. FROIDE B1036","MK6.6.3 SPEZ","A495.27957 1A","SEVEN-AIR","","B1039","PROD GMP  BUS  APPR OAPP QAPP","1996-05-01","CH20A54052","2010-09-10","M","B102","","PM-C6","CH21","","","2010-09-10"]
["10001101","CL54","CLIM. DSP4 LOCAUX","CH21/U900/____CL54","CLIM. DSP4 LOCAUX","MKG85","A497314213","SEVEN-AIR","","B1091","PROD GMP  BUS  APPR OAPP QAPP","1997-05-01","CH20A54052","2010-09-10","M","B102","","PM-C6","CH21","","","2010-09-10"]
["10000734","CL55","CLIM. CH.FROIDE B10148","CH21/U900/____CL55","CLIM. CH.FROIDE B10148","MKG21","A497314212","SEVEN-AIR","","B10141","PROD GMP  BUS  APPR OAPP QAPP","1997-05-01","CH20A54052","2010-09-10","M","B102","","PM-C6","CH21","","","2010-10-05"]
["10001093","CL56","CLIM. DSP4 B10145-B10142","CH21/U900/____CL56","CLIM. DSP4 B10145-B10142","MKG63","A497314215","THERMAIR SA - MERGED","","B1091","PROD GMP  BUS  APPR OAPP QAPP","1997-05-01","CH20A54052","2010-09-10","M","B102","","PM-C6","CH21","","","2010-09-10"]
["10001149","CL57","CLIM. CH. FROIDE B10150","CH21/U900/____CL57","CLIM. CH. FROIDE B10150","MKG42","A497314211","SEVEN-AIR","","B10141","PROD GMP  BUS  APPR OAPP QAPP","1997-05-01","CH20A54052","2010-09-10","M","B102","","PM-C6","CH21","","","2010-10-05"]
["10000756","CL64","CLIM.QA COMPLIANCE REZ","CH21/U900/____CL64","CLIM.QA COMPLIANCE REZ","MKG4-2","","SEVEN-AIR","","A0014","PROD APPR OAPP QAPP","1996-06-15","CH20A54052","2010-09-10","M","B101","","PM-G1","CH21","","","2010-09-10"]
["10000680","CL65","CLIM. BUREAUX REZ PH80","CH21/U900/____CL65","CLIM. BUREAUX REZ PH80","MKG4.2","","SEVEN-AIR","","A0116","PROD APPR OAPP QAPP","1996-06-15","CH20A54052","2010-09-10","M","B101","","PM-G1","CH21","","","2010-09-10"]
["10000842","CL66","MONOBLOC CULT.CELL. A0157","CH21/U900/____CL66","MONOBLOC CULT.CELL. A0157","MKG 4.2","","SEVEN-AIR","","A0154","PROD GMP  BUS  APPR OAPP QAPP","1996-01-01","CH20A54052","2010-09-10","M","B101","","PM-C6","CH21","","","2010-09-10"]
["10000789","CL67","MONOBLOC CULT.CELL. A0147","CH21/U900/____CL67","MONOBLOC CULT.CELL. A0147","MDL315","","SEVEN-AIR","","A0160","PROD BUS  APPR OAPP QAPP","1996-01-01","CH20A54052","2010-09-10","M","B101","","PM-G1","CH21","","","2010-09-10"]
["10000768","CL69","MONOBLOC .A0107-53","CH21/U900/____CL69","MONOBLOC .A0107-53","","","SEVEN-AIR","","A0107","PROD APPR OAPP QAPP","1996-01-01","CH20A54052","2010-09-10","M","B101","","PM-C6","CH21","","","2010-09-10"]
["10000983","CL72","Climatisation monobloc air neuf","CH21/U900/____CL72/S02","Climatisation monobloc air neuf","MKG17","A498/35372-2","SEVEN-AIR","","M0109","PROD GMP  BUS  APPR OAPP QAPP","1990-01-01","CH20A54052","2010-09-10","M","B103","","PM-C6","CH21","","","2010-10-05"]
["10000814","CL72CL001","Climatisation tunnel stérilisation","CH21/U900/____CL72/S01","Climatisation tunnel stérilisation","MKG4,2","A498/35372-1","SEVEN-AIR","","M0109","PROD GMP  BUS  APPR OAPP QAPP","1990-01-01","CH20A54052","2010-09-10","M","B103","","PM-C6","CH21","","","2010-10-05"]
["10000794","CL73","Climatisation locaux annexes ligne 2","CH21/U900/____CL73","Climatisation locaux annexes ligne 2","MKG11","A498/35372-3","SEVEN-AIR","","M0108","PROD GMP  APPR OAPP QAPP","1998-12-31","CH20A54052","2010-09-10","M","B103","","PM-C6","CH21","","","2010-10-05"]
["10000695","CL74","Monobloc pulsion M0014-20","CH21/U900/____CL74/S","Monobloc de soufflage -pulsion","MKG32","A498/35372-4","SEVEN-AIR","","M0108","PROD GMP  BUS  APPR OAPP QAPP","1998-12-31","CH20A54052","2010-09-10","M","B103","","PM-C6","CH21","","","2010-09-10"]
["10000694","CL74FL001","Monobloc /  Flux laminaire sortie Lyoph.","CH21/U900/____CL74/LAF01","Flux LAF autonome encapsulage","MKG32SPEZ","A498/35372-14","SEVEN-AIR","","M0017","PROD GMP  BUS  APPR OAPP QAPP","1998-12-31","CH20A54052","2010-09-10","M","B103","","PM-C6","CH21","","","2010-09-10"]
["10000693","CL74FL002","Monobloc / Flux laminaire encapsulage","CH21/U900/____CL74/LAF02","Flux LAF autonome encapsulage","MKG32SPEZ","A498/35372-13","SEVEN-AIR","","M0017","PROD GMP  BUS  APPR OAPP QAPP","1998-12-31","CH20A54052","2010-09-10","M","B103","","PM-C6","CH21","","","2010-09-10"]
["10000783","CL75","Climatisation M0009-12","CH21/U900/____CL75","Climatisation M0009-12","MKG32","A498/35372-5","SEVEN-AIR","","M0109","PROD GMP  BUS  APPR OAPP QAPP","1998-12-31","CH20A54052","2010-09-10","M","B103","","PM-C6","CH21","","","2010-10-05"]
["10000784","CL75FL001","Flux laminaire machine à laver","CH21/U900/____CL75/LAF01","Flux LAF autonome","MKG32SPEZ","A498/35372-12","SEVEN-AIR","","M0012","PROD GMP  BUS  APPR OAPP QAPP","1998-12-31","CH20A54052","2010-09-10","M","B103","","PM-C6","CH21","","","2010-10-05"]
["10000785","CL75FL002","Flux laminaire remplissage lyoph.","CH21/U900/____CL75/LAF02","Flux LAF autonome","MKG32SPEZ","A498/35372-11","SEVEN-AIR","","M0012","PROD GMP  BUS  APPR OAPP QAPP","1998-12-31","CH20A54052","2010-09-10","M","B103","","PM-C6","CH21","","","2010-10-05"]
["10000261","CL75FL003","Flux laminaire remplissage lyoph.","CH21/U900/____CL75/LAF03","Flux LAF autonome","N/A","N/A","SEVEN-AIR","","M0012","PROD GMP  BUS  APPR OAPP QAPP","1998-12-31","CH20A54052","2010-09-10","M","B103","","PM-C6","CH21","","","2010-09-10"]
["10000543","CL75FL004","Flux laminaire remplissage lyoph.","CH21/U900/____CL75/LAF04","Flux LAF autonome","N/A","N/A","SEVEN-AIR","","M0012","PROD GMP  BUS  APPR OAPP QAPP","1998-12-31","CH20A54052","2010-09-10","M","B103","","PM-C6","CH21","","","2010-09-10"]
["10000645","CL75FL005","Flux laminaire remplissage lyoph.","CH21/U900/____CL75/LAF05","Flux LAF autonome","N/A","N/A","SEVEN-AIR","","M0012","PROD GMP  BUS  APPR OAPP QAPP","1998-12-31","CH20A54052","2010-09-10","M","B103","","PM-C6","CH21","","","2010-09-10"]
["10001162","CL76","Clim. zones satellites","CH21/U900/____CL76","Clim zones satellites","MKG21","A498/35372-6","SEVEN-AIR","","M0108","PROD GMP  BUS  APPR OAPP QAPP","1998-12-31","CH20A54052","2010-09-10","M","B103","","PM-C6","CH21","","","2010-10-05"]
["10001161","CL77","Climatisation  formulation","CH21/U900/____CL77","Climatisation formulation","MKG17","A498/35372-7","SEVEN-AIR","","M0109","PROD GMP  BUS  APPR OAPP QAPP","1998-12-31","CH20A54052","2010-09-10","M","B103","","PM-C6","CH21","","","2010-10-05"]
["10000737","CL77FL001","Monobloc / Flux laminaire M0025","CH21/U900/____CL77/LAF01","Flux LAF autonome","MKG17","A498/35372-15","SEVEN-AIR","","M0109","PROD GMP  BUS  APPR OAPP QAPP","1998-12-31","CH20A54052","2010-09-10","M","B103","","PM-C6","CH21","","","2010-10-05"]
["10000711","CL83","Clim Magasin grande hauteur","CH21/U900/____CL83","Clim Magasin grande hauteur","F10","","DEPAIR SA.","","K0112","PROD GMP  APPR OAPP QAPP","1998-05-01","CH20A54052","2010-09-10","M","B104","","PM-C6","CH21","","","2010-09-10"]
["10001055","CL84","Clim Magasin grande hauteur","CH21/U900/____CL84","Clim Magasin grande hauteur","F9","","DEPAIR SA.","","K0112","PROD GMP  APPR OAPP QAPP","1998-05-01","CH20A54052","2010-09-10","M","B104","","PM-C6","CH21","","","2010-09-10"]
["10000766","CL87","CLIM. BUREAUX 1ER PH90","CH21/U900/____CL87","CLIM. BUREAUX 1ER PH90","","","","","B1014","PROD APPR OAPP QAPP","1998-07-07","CH20A54052","2010-09-10","M","B102","","PM-G1","CH21","","","2010-09-10"]
["10000738","CL88","CLIMATISATION LOCAL. ELEC","CH21/U900/____CL88","CLIMATISATION LOCAL. ELEC","","N/A","","","B0163","PROD APPR OAPP QAPP","1997-05-27","CH20A54052","2010-09-10","M","B102","","PM-C6","CH21","","","2010-09-10"]
["10000343","CL94","Monobloc pulsion zone prod. de milieu","CH21/U900/____CL94","Monobloc pulsion zone prod. de milieu","SKG 17 SPEC","A403.52808_1-1 A","SEVEN-AIR","","B0132","PROD GMP  APPR OAPP QAPP","2003-01-13","CH20A54052","2010-09-10","M","B102","","PM-C6","CH21","","","2010-09-10"]
["10000397","CL95","Monobloc pulsion ligne 3/5","CH21/U900/____CL95/S","Monobloc pulsion ligne 3/5","SKG 13 SPEC","A402.49129-4","SEVEN-AIR","","B00104 P","PROD GMP  BUS  APPR OAPP QAPP","2002-06-27","CH20A54052","2010-09-10","M","B102","","PM-C6","CH21","","","2010-09-10"]
["10000436","CL95FL001","Flux laminaire","CH21/U900/____CL95/LAF01","Flux LAF autonome","N/A","N/A","SEVEN-AIR","","B00110","PROD GMP  BUS  APPR OAPP QAPP","1998-12-31","CH20A54052","2010-09-10","M","B102","","PM-C6","CH21","","","2010-09-10"]
["10000557","CL96","Monobloc pulsion B00111 filtration","CH21/U900/____CL96/S","Monobloc pulsion B00111 filtration","SFG 17","A 402.49129-6","SEVEN-AIR","","B EXTÉRI","PROD GMP  BUS  APPR OAPP QAPP","2002-05-08","CH20A54052","2010-09-10","M","B102","","PM-C6","CH21","","","2010-09-10"]
["10000396","CL97","Monobloc pulsion salle bl. ligne 3","CH21/U900/____CL97/S","Monobloc pulsion salle bl. ligne 3","SFG 21","A 402.49129-9","SEVEN-AIR","","B  EXTÉR","PROD GMP  BUS  APPR OAPP QAPP","2002-05-08","CH20A54052","2010-09-10","M","B102","","PM-C6","CH21","","","2010-09-10"]
["10000430","CL97FL001","Flux lam. LAF salle blanche ligne 3","CH21/U900/____CL97/LAF01","Flux laminaire LAF salle blanche ligne 3","SFG 21 SPEC","A 402.49129-9","SEVEN-AIR","","B00104 P","PROD GMP  BUS  APPR OAPP QAPP","2002-06-27","CH20A54052","2010-09-10","M","B102","","PM-C6","CH21","","","2010-09-10"]
["10000655","CL97FL002","Flux lam. LAF salle blanche ligne 3","CH21/U900/____CL97/LAF02","Flux laminaire LAF salle blanche ligne 3","SFG 21 SPEC","A 402.49129-10","SEVEN-AIR","","B00104 P","PROD GMP  BUS  APPR OAPP QAPP","2002-06-27","CH20A54052","2010-09-10","M","B102","","PM-C6","CH21","","","2010-09-10"]
["10000637","CL98","Pré-traitement air neuf ligne 3","CH21/U900/____CL98/S","Pré-traitement air neuf ligne 3","SFG 13","A402.49129-1","SEVEN-AIR","","B  EXTÉR","PROD GMP  BUS  APPR OAPP QAPP","2002-05-08","CH20A54052","2010-09-10","M","B102","","PM-C6","CH21","","","2010-09-10"]
["10046603","CO","Colonne chromat BPG 300/500","CH21/P122","Zone DSP4","BPG 300/500","30034850","Amersham","SMF_DSP_r-hFSH SAM F","B10144","PROD GMP  BUS  APPR OAPP QAPP","2011-09-15","CH20A54055","2011-09-15","M","B102","","PM-A","CH21","","","2011-09-15"]
["10065112","CO","COLONNE DE CHROMATOGRAPHIE","CH21/P120","Zone  DSP3","BPG300/500","309599","GE HEALTHCARE EUROPE GMBH","","B10128","PROD GMP  BUS  APPR OAPP QAPP","2014-04-01","CH20A54055","2014-04-09","M","B102","","PM-V1","CH21","","","2014-04-30"]
["10067517","CO","COLONNE QuikScale Ø350mm-800mm","CH21/P120","Zone  DSP3","GA351512","QS350-1129","MILLIPORE","","B10128","PROD GMP  EHS  BUS  APPR OAPP QAPP","2014-10-01","CH20A54055","2015-04-07","M","B102","","PM-A","CH21","","","2015-04-07"]
["10067518","CO","COLONNE QuikScale Ø450mm-550mm","CH21/P120","Zone  DSP3","GA451511","QS450-1240","MILLIPORE","","B10128","PROD GMP  EHS  BUS  APPR OAPP QAPP","2014-10-01","CH20A54055","2015-04-07","M","B102","","PM-A","CH21","","","2015-04-07"]
["10069462","CO","Colonne BPG300/500","CH21/P120","Zone  DSP3","BPG300/500","1975231","GE HEALTHCARE EUROPE GMBH","","B10128","PROD GMP  APPR OAPP QAPP","2016-01-01","CH20A54055","2016-03-17","M","B102","","PM-A","CH21","","","2016-03-17"]
["10069463","CO","Colonne BPG300/500","CH21/P120","Zone  DSP3","BPG300/500","2053791","GE HEALTHCARE EUROPE GMBH","","B10128","PROD GMP  APPR OAPP QAPP","2016-01-01","CH20A54055","2016-03-17","M","B102","","PM-A","CH21","","","2016-03-17"]
["10072861","CO","COLONNE DE CHROMATOGRAPHIE","CH21/P120","Zone  DSP3","QUICK SCALE","QS630-2059","MILLIPORE","","B10128","PROD GMP  BUS  APPR OAPP QAPP","2017-08-18","CH20A54055","2017-08-22","M","B102","","PM-A","CH21","","","2017-08-21"]
["10002739","CO04","COLONNE","CH21/P122","Zone DSP4","P630X250","630-0233","","SMF_DSP_r-hFSH","B1036","PROD GMP  BUS  APPR OAPP QAPP","1990-01-01","CH20A54055","2010-09-10","M","B102","","PM-A","CH21","","","2010-09-10"]
["10002512","CO06","COLONNE","CH21/P122","Zone DSP4","P630X250","630-0108","","SMF_DSP_r-hFSH","B10148","PROD GMP  BUS  APPR OAPP QAPP","1990-01-01","CH20A54055","2010-09-10","M","B102","","PM-A","CH21","","","2010-09-10"]
["10005521","CO08","COLONNE DEAEA","CH21/S099","Dispo","P630X250","630-0126","","","CA0012","STO  GMP  BUS  APPR OAPP QAPP","1990-01-01","CH20A54055","2010-09-10","M","B201","","PM-A","CH21","","","2010-09-10"]
["10005743","CO09","COLONNE DEAEB","CH21/S099","Dispo","P630X250","630-0125","","","CA0012","STO  GMP  BUS  APPR OAPP QAPP","1990-01-01","CH20A54052","2010-09-10","M","B201","","","CH21","","","2010-09-10"]
["10002705","CO100","COLONNE DE CHROMATOGRAPHIE","CH21/P152","Zone Production DSP","XK26MMX40CM","N/A","GE HEALTHCARE EUROPE GMBH","","A1023","PROD APPR OAPP QAPP","2004-10-26","CH20A54055","2010-09-10","M","B101","","PM-A","CH21","","","2010-09-10"]
["10002704","CO101","COLONNE DE CHROMATOGRAPHIE","CH21/P152","Zone Production DSP","XK16MMX20CM","N/A","GE HEALTHCARE EUROPE GMBH","","A1023","PROD APPR OAPP QAPP","2004-10-26","CH20A54055","2010-09-10","M","B101","","PM-A","CH21","","","2010-09-10"]
["10002703","CO102","COLONNE DE CHROMATOGRAPHIE","CH21/P152","Zone Production DSP","XK16MMX20CM","N/A","GE HEALTHCARE EUROPE GMBH","","A1023","PROD APPR OAPP QAPP","2004-10-26","CH20A54055","2010-09-10","M","B101","","PM-A","CH21","","","2010-09-10"]
["10002702","CO103","COLONNE DE CHROMATOGRAPHIE","CH21/P152","Zone Production DSP","XK16MMX40CM","N/A","GE HEALTHCARE EUROPE GMBH","","A1023","PROD APPR OAPP QAPP","2004-10-26","CH20A54055","2010-09-10","M","B101","","PM-A","CH21","","","2010-09-10"]
["10002701","CO104","COLONNE DE CHROMATOGRAPHIE","CH21/P152","Zone Production DSP","XK16MMX40CM","N/A","GE HEALTHCARE EUROPE GMBH","","A1023","PROD APPR OAPP QAPP","2004-10-26","CH20A54055","2010-09-10","M","B101","","PM-A","CH21","","","2010-09-10"]
["10002700","CO105","COLONNE DE CHROMATOGRAPHIE","CH21/P152","Zone Production DSP","XK16MMX40CM","N/A","GE HEALTHCARE EUROPE GMBH","","A1023","PROD APPR OAPP QAPP","2004-10-26","CH20A54055","2010-09-10","M","B101","","PM-A","CH21","","","2010-09-10"]
["10002699","CO106","COLONNE DE CHROMATOGRAPHIE","CH21/P152","Zone Production DSP","XK50MMX30CM","N/A","GE HEALTHCARE EUROPE GMBH","","A1023","PROD APPR OAPP QAPP","2004-10-26","CH20A54055","2010-09-10","M","B101","","PM-A","CH21","","","2010-09-10"]
["10002698","CO107","COLONNE DE CHROMATOGRAPHIE","CH21/P152","Zone Production DSP","XK50MMX30CM","N/A","GE HEALTHCARE EUROPE GMBH","","A1023","PROD APPR OAPP QAPP","2004-10-26","CH20A54055","2010-09-10","M","B101","","PM-A","CH21","","","2010-09-10"]
["10002697","CO108","COLONNE DE CHROMATOGRAPHIE","CH21/P152","Zone Production DSP","XK50MMX30CM","N/A","GE HEALTHCARE EUROPE GMBH","","A1023","PROD APPR OAPP QAPP","2004-10-26","CH20A54055","2010-09-10","M","B101","","PM-A","CH21","","","2010-09-10"]
["10002696","CO109","COLONNE DE CHROMATOGRAPHIE AMICON","CH21/P152","Zone Production DSP","44MMX250MM","N/A","","","A1023","PROD APPR OAPP QAPP","2004-10-26","CH20A54055","2010-09-10","M","B101","","PM-A","CH21","","","2010-09-10"]
["10002695","CO110","COLONNE DE CHROMATOGRAPHIE AMICON","CH21/P152","Zone Production DSP","44MMX250MM","N/A","","","A1023","PROD APPR OAPP QAPP","2004-10-26","CH20A54055","2010-09-10","M","B101","","PM-A","CH21","","","2010-09-10"]
["10002694","CO111","COLONNE DE CHROMATOGRAPHIE AMICON","CH21/P152","Zone Production DSP","G140MMX250MM","140-1105","","","A1023","PROD APPR OAPP QAPP","2004-10-26","CH20A54055","2010-09-10","M","B101","","PM-A","CH21","","","2010-09-10"]
["10002693","CO112","COLONNE DE CHROMATOGRAPHIE AMICON","CH21/P152","Zone Production DSP","P70MMX250MM","70-227","","","A1023","PROD APPR OAPP QAPP","2004-10-26","CH20A54055","2010-09-10","M","B101","","PM-A","CH21","","","2010-09-10"]
["10002692","CO113","COLONNE DE CHROMATOGRAPHIE","CH21/P152","Zone Production DSP","VANTAGE L32MMX250MM","N/A","MILLIPORE","","A1023","PROD APPR OAPP QAPP","2004-10-26","CH20A54055","2010-09-10","M","B101","","PM-A","CH21","","","2010-09-10"]
["10002691","CO114","COLONNE DE CHROMATOGRAPHIE","CH21/P152","Zone Production DSP","VANTAGE L11MMX250MM","N/A","MILLIPORE","","A1023","PROD APPR OAPP QAPP","2004-10-26","CH20A54055","2010-09-10","M","B101","","PM-A","CH21","","","2010-09-10"]
["10002690","CO115","COLONNE DE CHROMATOGRAPHIE","CH21/P152","Zone Production DSP","VANTAGE L11MMX250MM","N/A","MILLIPORE","","A1023","PROD APPR OAPP QAPP","2004-10-26","CH20A54055","2010-09-10","M","B101","","PM-A","CH21","","","2010-09-10"]
["10002689","CO116","COLONNE DE CHROMATOGRAPHIE","CH21/P152","Zone Production DSP","VANTAGE L44MMX250MM","N/A","MILLIPORE","","A1023","PROD APPR OAPP QAPP","2004-10-26","CH20A54055","2010-09-10","M","B101","","PM-A","CH21","","","2010-09-10"]
["10002688","CO117","COLONNE DE CHROMATOGRAPHIE","CH21/P152","Zone Production DSP","VANTAGE L32MMX1000MM","N/A","MILLIPORE","","A1023","PROD APPR OAPP QAPP","2004-10-26","CH20A54055","2010-09-10","M","B101","","PM-A","CH21","","","2010-09-10"]
["10002687","CO118","COLONNE DE CHROMATOGRAPHIE","CH21/P152","Zone Production DSP","VANTAGE L11MMX250MM","N/A","MILLIPORE","","A1023","PROD APPR OAPP QAPP","2004-10-26","CH20A54055","2010-09-10","M","B101","","PM-A","CH21","","","2010-09-10"]
["10002685","CO119","COLONNE DE CHROMATOGRAPHIE","CH21/P152","Zone Production DSP","VANTAGE L32MMX250MM","N/A","MILLIPORE","","A1023","PROD APPR OAPP QAPP","2004-11-01","CH20A54055","2010-09-10","M","B101","","PM-A","CH21","","","2010-09-10"]
["10002686","CO120","COLONNE DE CHROMATOGRAPHIE","CH21/P152","Zone Production DSP","INDEX 70","07014750","GE HEALTHCARE EUROPE GMBH","","A1023","PROD APPR OAPP QAPP","2004-11-01","CH20A54055","2010-09-10","M","B101","","PM-A","CH21","","","2010-09-10"]
["10004019","CO121","COLONNE DE CHROMATOGRAPHIE (ex: IPL)","CH21/P128","Zone  DSP2","18-1159-60 CHROMAFLOW 600","420","1000001473","SMF_DSP_r-hIFN G2SFM","B1036","PROD GMP  BUS  APPR OAPP QAPP","2004-12-03","CH20A54055","2010-09-10","M","B102","","PM-A","CH21","","","2010-09-10"]
["10001687","CO127","Colonne 15 litres","CH21/P128","Zone  DSP2","15 LITRES","92304","SEPRAGEN EUROPE","SMF_DSP_r-hIFN G2SFM","B1073","PROD APPR OAPP QAPP","2005-07-06","CH20A54055","2010-09-10","M","B102","","PM-A","CH21","","","2010-09-10"]
["10013431","CO129","CO129   Colonne 15 litres","CH21/P128","Zone  DSP2","15 LITRES","923.04","SEPRAGEN EUROPE","SMF_DSP_r-hIFN G2SFM","B1073","PROD GMP  BUS  APPR OAPP QAPP","2005-07-06","CH20A54055","2010-09-16","M","B102","","PM-A","CH21","","","2010-09-16"]
["10004371","CO135","Colonne 5 litres","CH21/S099","Dispo","5 LITRES","92201","SEPRAGEN EUROPE","","CA0012","STO  APPR OAPP QAPP","2005-07-06","CH20A54052","2010-09-10","M","B201","","","CH21","","","2010-09-10"]
["10004368","CO138","Colonne 5 litres","CH21/S099","Dispo","5 LITRES","86501","SEPRAGEN EUROPE","","CA0012","STO  APPR OAPP QAPP","2005-07-06","CH20A54052","2010-09-10","M","B201","","","CH21","","","2010-09-10"]
["10002982","CO14","COLONNE Stack","CH21/P121","Zone  DSP1","KS37015","","","SMF_DSP_r-hCG","B1022","PROD GMP  BUS  APPR OAPP QAPP","1989-10-01","CH20A54055","2010-09-10","M","B102","","PM-A","CH21","","","2010-09-10"]
["10004355","CO146","Colonne 7 litres","CH21/P122","Zone DSP4","7 LITRES  200X500","20006550","*PHARMACIA AG DIAGNOSTICS","","A0153","PROD GMP  BUS  APPR OAPP QAPP","2005-07-11","CH20A54055","2010-09-10","M","B101","","PM-A","CH21","","","2010-09-10"]
["10000010","CO147","Colonne 7 litres","CH21/P120","Zone  DSP3","7 LITRES  200X500","20035050","*PHARMACIA AG DIAGNOSTICS","","B10128","PROD GMP  BUS  APPR OAPP QAPP","2005-07-11","CH20A54055","2010-09-10","M","B102","","PM-A","CH21","","","2010-09-10"]
["10004354","CO148","Colonne 7 litres","CH21/P122","Zone DSP4","7 LITRES  200X500","20057150","*PHARMACIA AG DIAGNOSTICS","","A0153","PROD GMP  BUS  APPR OAPP QAPP","2005-07-11","CH20A54055","2010-09-10","M","B101","","PM-A","CH21","","","2010-09-10"]
["10004353","CO149","Colonne 7 litres","CH21/P120","Zone  DSP3","7 LITRES  200X500","20044550","*PHARMACIA AG DIAGNOSTICS","","B10128","PROD APPR OAPP QAPP","2005-07-11","CH20A54055","2010-09-10","M","B102","","PM-A","CH21","","","2010-09-10"]
["10001673","CO150","Colonne 7 litres BPG100/1000","CH21/P152","Zone Production DSP","7 LITRES  100X950","10017095","*PHARMACIA AG DIAGNOSTICS","","A1023","PROD APPR OAPP QAPP","2005-07-11","CH20A54055","2010-09-10","M","B101","","PM-A","CH21","","","2010-09-10"]
["10001672","CO151","Colonne 7 litres","CH21/P120","Zone  DSP3","7 LITRES  100X950","10017695","*PHARMACIA AG DIAGNOSTICS","","A0129","PROD BUS  APPR OAPP QAPP","2005-07-11","CH20A54055","2010-09-10","M","B101","","PM-A","CH21","","","2010-09-10"]
["10001671","CO152","Colonne 7 litres BPG100/1000","CH21/P152","Zone Production DSP","7 LITRES  100X950","10021695","*PHARMACIA AG DIAGNOSTICS","","A1023","PROD APPR OAPP QAPP","2005-07-11","CH20A54055","2010-09-10","M","B101","","PM-A","CH21","","","2010-09-10"]
["10001670","CO154","Colonne 7 litres","CH21/P120","Zone  DSP3","7 LITRES  100X950","N/A","*PHARMACIA AG DIAGNOSTICS","","A0129","PROD APPR OAPP QAPP","2005-07-11","CH20A54055","2010-09-10","M","B101","","PM-A","CH21","","","2010-09-10"]
["10001669","CO156","Colonne XK50","CH21/P152","Zone Production DSP","XK50","N/A","*PHARMACIA AG DIAGNOSTICS","","A1023","PROD APPR OAPP QAPP","2005-07-11","CH20A54055","2010-09-10","M","B101","","PM-A","CH21","","","2010-09-10"]
["10004048","CO167","Colonne de chromatographie HPLC","CH21/P152","Zone Production DSP","NW25","SP25544","MERCK  Suisse SA","","A1023","PROD APPR OAPP QAPP","2005-09-26","CH20A54055","2010-09-10","M","B101","","PM-A","CH21","","","2010-09-10"]
["10004047","CO168","Colonne de chromatographie","CH21/P152","Zone Production DSP","XK50/1000","56-1053-34","","","A1023","PROD APPR OAPP QAPP","2005-09-26","CH20A54055","2010-09-10","M","B101","","PM-A","CH21","","","2010-09-10"]
["10004046","CO169","Colonne de chromatographie HPLC","CH21/P152","Zone Production DSP","NW25","SP25540","MERCK  Suisse SA","","A1023","PROD APPR OAPP QAPP","2005-09-26","CH20A54055","2010-09-10","M","B101","","PM-A","CH21","","","2010-09-10"]
["10000117","CO17","COLONNE INDUSTRIELLE","CH21/P122","Zone DSP4","G140X250","87058","","SMF_DSP_r-hLH","B1036","PROD GMP  BUS  APPR OAPP QAPP","1992-11-17","CH20A54055","2010-09-10","M","B102","X","PM-A","CH21","","","2010-09-10"]
["10004041","CO170","Colonne   (ex: IPL)","CH21/P128","Zone  DSP2","BPG 300/950","N/A","1000001473","SMF_DSP_r-hIFN G2SFM","B1036","PROD BUS  APPR OAPP QAPP","2005-10-01","CH20A54055","2010-09-10","M","B102","","PM-A","CH21","","","2010-09-10"]
["10004024","CO171","Colonne   (ex: IPL)","CH21/P128","Zone  DSP2","BPG 300/950","N/A","1000001473","SMF_DSP_r-hIFN G2SFM","B1036","PROD BUS  APPR OAPP QAPP","2005-10-01","CH20A54055","2010-09-10","M","B102","","PM-A","CH21","","","2010-09-10"]
["10000204","CO172","Colonne HPLC","CH21/P128","Zone  DSP2","LC300-700 VE70-BM","1185-SC-06","NOVASEP PROCESS SA","SMF_DSP_r-hIFN G2SFM","B10114","PROD GMP  BUS  APPR OAPP QAPP","2005-11-22","CH20A54055","2010-09-10","M","B102","","PM-A","CH21","","","2010-09-10"]
["10004050","CO173","Colonne de chromatographie","CH21/P152","Zone Production DSP","XK16/70","N/A","GE HEALTHCARE EUROPE GMBH","","A1023","PROD APPR OAPP QAPP","2006-01-16","CH20A54055","2010-09-10","M","B101","","PM-A","CH21","","","2010-09-10"]
["10003946","CO174","Colonne de chromatographie","CH21/P152","Zone Production DSP","XK16/70","N/A","GE HEALTHCARE EUROPE GMBH","","A1023","PROD APPR OAPP QAPP","2006-02-15","CH20A54055","2010-09-10","M","B101","","PM-A","CH21","","","2010-09-10"]
["10003814","CO175","Colonne  BPG 100/500","CH21/P152","Zone Production DSP","BPG 100/500","N/A","GE HEALTHCARE EUROPE GMBH","","A1023","PROD GMP  APPR OAPP QAPP","2006-06-19","CH20A54055","2010-09-10","M","B101","","PM-A","CH21","","","2010-09-10"]
["10003813","CO176","Colonne  BPG 100/500","CH21/P152","Zone Production DSP","BPG 100/500","N/A","GE HEALTHCARE EUROPE GMBH","","A1023","PROD APPR OAPP QAPP","2006-06-19","CH20A54055","2010-09-10","M","B101","","PM-A","CH21","","","2010-09-10"]
["10002679","CO177","COLONNE DE CHROMATOGRAPHIE","CH21/P152","Zone Production DSP","VANTAGE 44MMX1000MM","N/A","MILLIPORE","","A1023","PROD APPR OAPP QAPP","2006-07-20","CH20A54055","2010-09-10","M","B101","","PM-A","CH21","","","2010-09-10"]
["10002678","CO178","COLONNE DE CHROMATOGRAPHIE HPLC","CH21/P152","Zone Production DSP","NW25  25 X 300 MM","SP25577","MERCK  Suisse SA","","A1023","PROD APPR OAPP QAPP","2006-08-18","CH20A54055","2010-09-10","M","B101","","PM-A","CH21","","","2010-09-10"]
["10005388","CO18","COLONNE","CH21/S099","Dispo","P630X250","IMMO/11338","","","CA0012","STO  GMP  BUS  APPR OAPP QAPP","1990-01-01","CH20A54052","2010-09-10","M","B201","","","CH21","","","2010-09-10"]
["10002766","CO188","Colonne Chromatographie (ex LSV 12669)","CH21/P120","Zone  DSP3","QUIKSCALE GA 300X800","QS300-1007","MILLIPORE","","B10128","PROD GMP  APPR OAPP QAPP","2006-10-30","CH20A54055","2010-09-10","M","B102","","PM-A","CH21","","","2010-09-10"]
["10005331","CO19","COLONNE","CH21/S099","Dispo","P630X250","630-0129","","","CA0012","STO  GMP  BUS  APPR OAPP QAPP","1990-01-01","CH20A54052","2010-09-10","M","B201","","","CH21","","","2010-09-10"]
["10003080","CO192","Colonne Chromatographie (ex SBC 12671)","CH21/P120","Zone  DSP3","QUIKSCALE GA 450X1100","450-0206","MILLIPORE","","A0128","PROD GMP  BUS  APPR OAPP QAPP","2006-10-30","CH20A54055","2010-09-10","M","B101","","PM-A","CH21","","","2010-09-10"]
["10002676","CO194","Colonne HPLC","CH21/P121","Zone  DSP1","LC110-700-VE70","1077-SC-04","NOVASEP PROCESS SA","SMF_DSP_r-hCG","B1023","PROD GMP  BUS  APPR OAPP QAPP","2009-01-28","CH20A54055","2010-09-10","M","B102","","PM-A","CH21","","","2010-09-10"]
["10025023","CO195","CO195   Colonne Chromatographie BPG 450","CH21/P121","Zone  DSP1","BPG 450","45015550","GE HEALTHCARE EUROPE GMBH","Repris de Vevey","B1020","PROD GMP  APPR OAPP QAPP","2000-07-11","CH20A54055","2010-09-16","M","B102","","PM-A","CH21","","LSV 2ème","2016-12-01"]
["10070962","CO196","CO196    Colonne BPG 450","CH21/P121","Zone  DSP1","BPG 450","2137112","GE HEALTHCARE EUROPE GMBH","","B1020","PROD GMP  APPR OAPP QAPP","2016-10-01","CH20A54055","2016-11-28","M","B102","","PM-F","CH21","","","2016-12-01"]
["10062253","CO197","CO197:  Colonne chromat BPG 300/500","CH21/P121","Zone  DSP1","BPG 300/500","1725177","1000001473","SMF_DSP_r-hCG","B1094","PROD GMP  BUS  APPR OAPP QAPP","2013-07-01","CH20A54055","2013-07-09","M","B102","","PM-F","CH21","","","2013-07-09"]
["10003070","CO20","COLONNE","CH21/P128","Zone  DSP2","G180X100","(DSC 613-1)","","SMF_DSP_r-hLH","B1036","PROD GMP  BUS  APPR OAPP QAPP","1993-06-04","CH20A54055","2010-09-10","M","B102","","PM-A","CH21","","","2010-09-10"]
["10002530","CO21","COLONNE","CH21/P122","Zone DSP4","PREP 75X250","631","SEPTECK","SMF_DSP_r-hLH","B1070","PROD GMP  BUS  APPR OAPP QAPP","1994-04-06","CH20A54055","2010-09-10","M","B102","","PM-A","CH21","","","2010-09-10"]
["10002242","CO22","COLONNE","CH21/S099","Dispo","180X300","922092156","","","STOCK","OUT  APPR OAPP QAPP","1993-10-04","CH20A54052","2010-09-10","M","","","PM-A","CH21","","STOCK","2010-09-10"]
["10004272","CO24","COLONNE DE CHROMATO.","CH21/S099","Dispo","P630X250X250","630-0311","","","STOCK (B","OUT  APPR OAPP QAPP","1995-06-01","CH20A54052","2010-09-10","M","","","PM-A","CH21","","Stock (B10119","2010-09-10"]
["10003405","CO26","COLONNE","CH21/P122","Zone DSP4","INDEX 70/250","07002450","1000001473","SMF_DSP_r-hFSH","B10149","PROD GMP  BUS  APPR OAPP QAPP","1997-01-01","CH20A54055","2010-09-10","M","B102","","PM-A","CH21","","","2010-09-10"]
["10002994","CO27","COLONNE","CH21/P122","Zone DSP4","HPLC","4737292","VWR INTERNATIONAL","SMF_DSP_r-hFSH","B10149","PROD GMP  BUS  APPR OAPP QAPP","1997-01-01","CH20A54055","2010-09-10","M","B102","","PM-A","CH21","","","2010-09-10"]
["10002887","CO28","COLONNE","CH21/P122","Zone DSP4","BPG 140/1050","14000695","1000001473","SMF_DSP_r-hFSH","B10150","PROD GMP  BUS  APPR OAPP QAPP","1997-01-01","CH20A54055","2010-09-10","M","B102","","PM-A","CH21","","","2010-09-10"]
["10003216","CO29","COLONNE","CH21/P122","Zone DSP4","CHROMAFLOW 500/150","500-F-EQ327","1000001473","SMF_DSP_r-hFSH","B10148","PROD GMP  BUS  APPR OAPP QAPP","1997-01-01","CH20A54055","2010-09-10","M","B102","","PM-A","CH21","","","2010-09-10"]
["10002805","CO30","COLONNE DE CHROMATO.","CH21/S099","Dispo","DEAE","4500045","","","STOCK CA","OUT  APPR OAPP QAPP","1997-04-01","CH20A54052","2010-09-10","M","","","PM-A","CH21","","stock CA","2010-09-10"]
["10002451","CO40","COLONNE DE CHROMATO.","CH21/P152","Zone Production DSP","C18PHASE INVERSE","94041","VWR INTERNATIONAL","","A1023","PROD GMP  APPR OAPP QAPP","1997-07-24","CH20A54055","2010-09-10","M","B101","","PM-A","CH21","","","2010-09-10"]
["10004163","CO42","COLONNE DE CHROMATO.","CH21/P152","Zone Production DSP","C18PHASE INVERSE","SP50182","VWR INTERNATIONAL","","A1023","PROD GMP  APPR OAPP QAPP","1997-07-24","CH20A54055","2010-09-10","M","B101","","PM-A","CH21","","","2010-09-10"]
["10002995","CO44","COLONNE","CH21/P122","Zone DSP4","BPG140/1050","14001695","1000001473","SMF_DSP_r-hFSH","A0128","PROD GMP  BUS  APPR OAPP QAPP","1998-06-01","CH20A54055","2010-09-10","M","B101","","PM-A","CH21","","","2010-09-10"]
["10002973","CO45","COLONNE","CH21/P122","Zone DSP4","INDEX70/250","07005750","1000001473","SMF_DSP_r-hFSH","B10149","PROD GMP  BUS  APPR OAPP QAPP","1998-06-01","CH20A54055","2010-09-10","M","B102","","PM-A","CH21","","","2010-09-10"]
["10002636","CO46","COLONNE","CH21/P122","Zone DSP4","INDEX70/250","07005850","1000001473","SMF_DSP_r-hFSH","B10149","PROD GMP  BUS  APPR OAPP QAPP","1998-06-01","CH20A54055","2010-09-10","M","B102","","PM-A","CH21","","","2010-09-10"]
["10003047","CO48","COLONNE DE CHROMATO","CH21/P122","Zone DSP4","CHROMAFLOW","500-F-EQ488-02","PHARMACIA-TEST","SMF_DSP_r-hFSH","B1070","PROD GMP  BUS  APPR OAPP QAPP","1998-01-01","CH20A54055","2010-09-10","M","B102","","PM-A","CH21","","","2010-09-10"]
["10004220","CO49","COLONNE","CH21/P122","Zone DSP4","HPLC","4737292","VWR INTERNATIONAL","SMF_DSP_r-hFSH","B10127","PROD GMP  BUS  APPR OAPP QAPP","1998-11-01","CH20A54055","2010-09-10","M","B102","","PM-A","CH21","","","2010-09-10"]
["10000150","CO50","COLONNE DE CHROMATO","CH21/P121","Zone  DSP1","BPG300","CL4705/30005750","PHARMACIA-TEST","SMF_DSP_r-hCG","B1094","PROD GMP  BUS  APPR OAPP QAPP","1998-03-16","CH20A54055","2010-09-10","M","B102","","PM-A","CH21","","","2010-09-10"]
["10000149","CO51","COLONNE DE CHROMATO","CH21/P121","Zone  DSP1","BPG300","CL4700/30007350","PHARMACIA-TEST","SMF_DSP_r-hCG","B1094","PROD GMP  BUS  APPR OAPP QAPP","1998-03-16","CH20A54055","2010-09-10","M","B102","X","PM-A","CH21","","","2010-09-10"]
["10002567","CO52","COLONNE","CH21/P120","Zone  DSP3","BPG450/500","45010450","PHARMACIA-TEST","","B10128","PROD GMP  BUS  APPR OAPP QAPP","1990-01-01","CH20A54055","2010-09-10","M","B102","","PM-A","CH21","","","2010-09-10"]
["10003261","CO54","COLONNE S200-HR 6 STACKS","CH21/P121","Zone  DSP1","PS370","","PHARMACIA-TEST","SMF_DSP_r-hCG","B1022","PROD GMP  BUS  APPR OAPP QAPP","1998-10-01","CH20A54055","2010-09-10","M","B102","","PM-A","CH21","","","2010-09-10"]
["10002975","CO55","COLONNE HPLC","CH21/P121","Zone  DSP1","LC110700.VE98","F8NM34608","MILLIPORE","","A0128","PROD GMP  BUS  APPR OAPP QAPP","1998-11-01","CH20A54055","2010-09-10","M","B101","","PM-A","CH21","","","2010-09-10"]
["10000104","CO58","COLONNE DE CHROMATOGRAPHIE","CH21/P121","Zone  DSP1","BPG300","30029550","1000001473","SMF_DSP_r-hCG","B1094","PROD GMP  BUS  APPR OAPP QAPP","2001-05-14","CH20A54055","2010-09-10","M","B102","X","PM-A","CH21","","","2010-09-10"]
["10026415","CO59","COLONNE DE CHROMATOGRAPHIE","CH21/P120","Zone  DSP3","BPG300","3009050","GE HEALTHCARE EUROPE GMBH","","B10128","PROD GMP  APPR OAPP QAPP","2001-05-14","CH20A54055","2010-09-16","M","B102","","PM-V1","CH21","","","2010-09-16"]
["10000129","CO60","COLONNE DE CHROMATOGRAPHIE","CH21/P121","Zone  DSP1","BPG300","30029450","1000001473","SMF_DSP_r-hCG","B1094","PROD GMP  BUS  APPR OAPP QAPP","2001-05-14","CH20A54055","2010-09-10","M","B102","X","PM-A","CH21","","","2010-09-10"]
["10002477","CO61","COLONNE DE CHROMATOGRAPHIE","CH21/P122","Zone DSP4","BPG200","20053950","1000001473","SMF_DSP_r-hFSH SAM F","B10148","PROD GMP  BUS  APPR OAPP QAPP","2002-02-01","CH20A54055","2010-09-10","M","B102","","PM-A","CH21","","","2010-09-10"]
["10001981","CO62","COLONNE DE CHROMATOGRAPHIE","CH21/P152","Zone Production DSP","XK50","N/A","GE HEALTHCARE EUROPE GMBH","","A1023","PROD GMP  APPR OAPP QAPP","2002-07-16","CH20A54055","2010-09-10","M","B101","","PM-A","CH21","","","2010-09-10"]
["10001980","CO63","Colonne de Chromatographie BPG100/1000","CH21/S099","Dispo","BPG 100X950","10023595","1000001473","","CA0012","STO  GMP  APPR OAPP QAPP","2002-06-26","CH20A54055","2010-09-10","M","B201","","PM-A","CH21","","","2010-09-10"]
["10001925","CO65","COLONNE DE CHROMATOGRAPHIE","CH21/P120","Zone  DSP3","BPG200","0241/102","1000001473","","B10128","PROD GMP  APPR OAPP QAPP","2002-10-18","CH20A54055","2010-09-10","M","B102","","PM-A","CH21","","","2010-09-10"]
["10000142","CO83","COLONNE DE CHROMATOGRAPHIE","CH21/P121","Zone  DSP1","BPG 450/500","0308/510","1000001473","SMF_DSP_r-hCG","B1020","PROD GMP  BUS  APPR OAPP QAPP","2003-08-26","CH20A54055","2010-09-10","M","B102","X","PM-A","CH21","","","2010-09-10"]
["10000141","CO84","COLONNE DE CHROMATOGRAPHIE","CH21/P121","Zone  DSP1","BPG 450/500","0306/474","1000001473","SMF_DSP_r-hCG","B1020","PROD GMP  BUS  APPR OAPP QAPP","2003-08-26","CH20A54055","2010-09-10","M","B102","X","PM-A","CH21","","","2010-09-10"]
["10002713","CO86","COLONNE DE CHROMATOGRAPHIE","CH21/P122","Zone DSP4","BPG 300/500","0312/725","1000001473","SMF_DSP_r-hFSH SAM F","B10148","PROD GMP  BUS  APPR OAPP QAPP","2004-01-30","CH20A54055","2010-09-10","M","B102","","PM-A","CH21","","","2010-09-10"]
["10000132","CO89","Colonne de Chromatographie (ex.LSV 7547)","CH21/P122","Zone DSP4","UPSCALE 300/600","992055/1","BIOSEPRA SA / CIPHERGEN","SMF_DSP_r-hLH","B1036","PROD GMP  BUS  APPR OAPP QAPP","1998-10-01","CH20A54055","2010-09-10","M","B102","X","PM-A","CH21","","","2010-10-05"]
["10003265","CO90","Colonne AMICON 250 x 250 (ex LSV 6284)","CH21/P122","Zone DSP4","AMICON 250X250","250-0199","MILLIPORE","SMF_DSP_r-hFSH SAM F","B10148","PROD APPR OAPP QAPP","2001-01-11","CH20A54055","2010-09-10","M","B102","","PM-A","CH21","","","2010-09-10"]
["10004273","CO91","Colonne Chromatographie BPG 450/500","CH21/P122","Zone DSP4","BPG 450/500  18-1103-71","45015350","1000001473","SMF_DSP_r-hFSH SAM F","B10144","PROD GMP  BUS  APPR OAPP QAPP","2000-07-11","CH20A54055","2010-09-10","M","B102","","PM-A","CH21","","","2010-10-05"]
["10001733","CO93","Colonne axiale 600L","CH21/P101","Tech Biotech","AXIALE 600L","N/A","COMPAGNIE INDUSTRIELLE MONTHEY","","STOCK (B","PROD GMP  APPR OAPP QAPP","1990-01-01","CH20A54055","2010-09-10","M","","","PM-A","CH21","","","2010-09-10"]
["10001732","CO94","Colonne axiale 600L","CH21/P101","Tech Biotech","AXIALE 600L","N/A","COMPAGNIE INDUSTRIELLE MONTHEY","","STOCK (B","PROD GMP  APPR OAPP QAPP","1990-01-01","CH20A54055","2010-09-10","M","","","PM-A","CH21","","","2010-09-10"]
["10002710","CO95","COLONNE DE CHROMATOGRAPHIE","CH21/P152","Zone Production DSP","XK16MMX60CM","N/A","GE HEALTHCARE EUROPE GMBH","","A1023","PROD APPR OAPP QAPP","2004-10-26","CH20A54055","2010-09-10","M","B101","","PM-A","CH21","","","2010-09-10"]
["10002709","CO96","COLONNE DE CHROMATOGRAPHIE","CH21/P152","Zone Production DSP","INDEX 100","N/A","GE HEALTHCARE EUROPE GMBH","","A1023","PROD APPR OAPP QAPP","2004-10-26","CH20A54055","2010-09-10","M","B101","","PM-A","CH21","","","2010-09-10"]
["10002708","CO97","COLONNE DE CHROMATOGRAPHIE","CH21/P152","Zone Production DSP","INDEX 70","07014250","GE HEALTHCARE EUROPE GMBH","","A1023","PROD APPR OAPP QAPP","2004-10-26","CH20A54055","2010-09-10","M","B101","","PM-A","CH21","","","2010-09-10"]
["10002707","CO98","COLONNE DE CHROMATOGRAPHIE","CH21/P152","Zone Production DSP","XK26MMX40CM","N/A","GE HEALTHCARE EUROPE GMBH","","A1023","PROD APPR OAPP QAPP","2004-10-26","CH20A54055","2010-09-10","M","B101","","PM-A","CH21","","","2010-09-10"]
["10002706","CO99","COLONNE DE CHROMATOGRAPHIE","CH21/P152","Zone Production DSP","XK26MMX40CM","N/A","GE HEALTHCARE EUROPE GMBH","","A1023","PROD APPR OAPP QAPP","2004-10-26","CH20A54055","2010-09-10","M","B101","","PM-A","CH21","","","2010-09-10"]
["10002235","CP01","COMPRESSEUR AIR","CH21/S200","Technical services","","","","","K0112","PROD APPR OAPP QAPP","1998-04-01","CH20A54052","2010-09-10","M","B104","","PM-C5","CH21","","","2010-09-10"]
["10060070","CP06","Compresseur d'air","CH21/U510/____XX18","GAZ, AIR COMP. PH90- F&F","ZT-759VSDP","APF180659","ATLAS COPCO(SCHWEIZ) AG","","B0126","PROD GMP  BUS  APPR OAPP QAPP","2012-11-21","CH20A54052","2012-12-21","M","B102","","PM-C1","CH21","","","2013-02-13"]
["10076338","CP07","CP07:Compresseur AC 75 VSD","CH21/U510/____XX18/CP003","COMPRESSEUR M0110","ZT 75 VSD-P-9-50","S/N APF 216063","ATLAS COPCO(SCHWEIZ) AG","","M0110","PROD GMP  BUS  APPR OAPP QAPP","2017-09-10","CH20A54052","2018-04-19","M","B103","","PM-C1","CH21","","","2018-04-17"]
["10076339","CP08","CP08:Compresseur AC 75 VSD","CH21/U510/____XX18/CP001","COMPRESSEUR M0110","ZT-75-VSD-P-9-50","S/N APF 216 113","ATLAS COPCO(SCHWEIZ) AG","","M0110","PROD GMP  BUS  APPR OAPP QAPP","2017-09-10","CH20A54052","2018-04-19","M","B103","","PM-C1","CH21","","","2018-05-01"]
["10000075","CS03","MACHINE A CAPSULER","CH21/P302/____CS03","MACHINE A CAPSULER","RVB 12000","51010","BAUSCH + STROEBEL","SMF_FDF_2","M0018-M0","PROD GMP  APPR OAPP QAPP","1999-07-01","CH20A54057","2010-09-10","M","B103","","PM-D1","CH21","","","2010-10-05"]
["10079213","CS04","CS04 : Capsuleuse flacons lyophilisés","","","","","","","","CON  GMP  EHS  BUS  NAPP",null,"","2018-08-27","M","","","","CH21","","","2018-08-01"]
["10079214","CS05","CS05 : Capsuleuse pour flacons lliquides","","","","","","","","CON  GMP  EHS  BUS  NAPP",null,"","2018-08-27","M","","","","CH21","","","2018-08-01"]
["10081005","CS06","CS06 : Capsuleuse pour flacons","","","RVB4090","","BAUSCH + STROEBEL","","","CON  GMP  BUS  NAPP",null,"","2019-01-15","M","","","","CH21","",""]
["10038924","CT","Centrifugeuse de table Allegra X-15R","CH21/P110","Zone Prod Biotech s/sol USP3","ALLEGRA X-15R","","BECKMAN COULTER","","B0144","PROD APPR OAPP QAPP","2006-06-01","CH20A54052","2010-09-20","M","B102","","PM-A","CH21","","","2014-04-09"]
["10071495","CT","CENTRIFUGEUSE","CH21/S400","Quality Control","5424R","5404FL523232","VAUDAUX-EPPENDORF AG.","","A1066","PROD GMP  APPR OAPP QAPP","2016-12-06","CH20A55050","2017-01-31","M","B101","","PM-V2","CH21","","","2017-02-13"]
["10071496","CT","CENTRIFUGEUSE","CH21/S400","Quality Control","5427R","5409FL204867","VAUDAUX-EPPENDORF AG.","","A1066","PROD GMP  APPR OAPP QAPP","2016-12-06","CH20A55050","2017-01-31","M","B101","","PM-V2","CH21","","","2017-02-13"]
["10072524","CT","CENTRIFUGEUSE","CH21/P150","Zone  IPC Biotechnologie","MINISPIN","5452BJ065191","VAUDAUX-EPPENDORF AG.","","A1020","PROD APPR OAPP QAPP","2016-02-01","CH20A54055","2017-06-15","M","B101","","PM-V2","CH21","","","2016-02-01"]
["10072525","CT","CENTRIFUGEUSE","CH21/P150","Zone  IPC Biotechnologie","MINISPIN","5452EI282547","VAUDAUX-EPPENDORF AG.","","A1020","PROD APPR OAPP QAPP","2016-02-01","CH20A54055","2017-06-15","M","B101","","PM-V2","CH21","","","2016-02-01"]
["10072526","CT","CENTRIFUGEUSE","CH21/P150","Zone  IPC Biotechnologie","5430","5427BG513849","VAUDAUX-EPPENDORF AG.","","A1020","PROD APPR OAPP QAPP","2015-01-01","CH20A54055","2017-06-15","M","B101","","PM-V2","CH21","","","2015-01-01"]
["10002746","CT05","CENTRIFUGEUSE VARIFUGE","CH21/P300","Pharmaceutical dry forms","RF","170287","THERMO FISCHER SCIENTIFIC AG","","A0033","PROD GMP  APPR OAPP QAPP","1990-01-01","CH20A54057","2010-09-10","M","B101","","PM-D1","CH21","","","2010-09-10"]
["10004190","CT07","CENTRIFUGEUSE KUTOBA","CH21/P111","Zone  USP1 et USP4","KS 8000","K 80276","DIVERS TIERS...","","B1056","PROD GMP  BUS  APPR OAPP QAPP","1990-01-01","CH20A54055","2010-09-10","M","B102","","PM-A","CH21","","","2010-09-10"]
["10003067","CT09","CENTRIFUGEUSE CHERMLE","CH21/P111","Zone  USP1 et USP4","Z320","12920193","","","B1060","PROD APPR OAPP QAPP","1992-01-01","CH20A54055","2010-09-10","M","B102","","PM-A","CH21","","","2010-09-10"]
["10003232","CT19","CENTRIFUGEUSE HERMLE","CH21/P111","Zone  USP1 et USP4","HERMLE Z200A","44960196","HERMLE","","B1042","PROD APPR OAPP QAPP","1996-12-01","CH20A54055","2010-09-10","M","B102","","PM-A","CH21","","","2010-09-10"]
["10001986","CT22","CENTRIFUGEUSE HERMLE","CH21/P118","Zone Production USP2","HERMLE Z320","12920192","HERMLE","","B1072","PROD GMP  BUS  APPR OAPP QAPP","2002-02-01","CH20A54055","2010-09-10","M","B102","","PM-A","CH21","","","2010-09-10"]
["10001790","CT23","CENTRIFUGEUSE HERMLE","CH21/P151","Zone Production USP5 s/sol","HERMLE  Z","23930114","HERMLE","","B0150","PROD APPR OAPP QAPP","2005-02-21","CH20A54055","2010-09-10","M","B102","","PM-A","CH21","","","2010-09-10"]
["10001559","CT27","centrifugeuse réfrigérée","CH21/P151","Zone Production USP5 s/sol","100+","124802","SIGMA-ALDRICH Chemie GmbH","","B0150","PROD GMP  BUS  APPR OAPP QAPP","2008-05-13","CH20A54055","2010-09-10","M","B102","","PM-V1","CH21","","","2010-09-10"]
["10001308","CT28","centrifugeuse","CH21/S400","Quality Control","SIGMA 3-16PK","132773","SIGMA-ALDRICH Chemie GmbH","","A1062","PROD GMP  APPR OAPP QAPP","2010-01-13","CH20A55050","2010-09-10","M","B101","","PM-V1","CH21","","","2010-09-10"]
["10066124","DL","ROTAVAPOR BÜCHI","CH21/P101","Tech Biotech","R210","1000176534","BUECHI LABORATORIUMS-TECHNICK","","A0129","PROD GMP  APPR OAPP QAPP","2014-11-01","CH20A54055","2014-11-07","M","B101","","PM-F","CH21","","","2014-12-01"]
["10003008","DL05","ROTAVAPOR BÜCHI","CH21/P152","Zone Production DSP","EL 131","112 3466","","","A0159","PROD GMP  APPR OAPP QAPP","1985-01-01","CH20A54055","2010-09-10","M","B101","","PM-A","CH21","","","2010-09-10"]
["10003497","DL06","ROTAVAPOR BÜCHI","CH21/S099","Dispo","EL 131","112 3001","","","A1033","OUT  APPR OAPP QAPP","1985-01-01","CH20A54052","2010-09-10","M","B101","","PM-A","CH21","","A1033","2010-09-10"]
["10000722","DL09","WFI PRODUCTION RESEAU 2","CH21/U750/____DL09","WFI PRODUCTION RESEAU 2","","","GETINGE-KEMITERM A/S","","B0170","PROD GMP  BUS  APPR OAPP QAPP","1996-07-01","CH20A54052","2010-09-10","M","B102","","PM-C1","CH21","","","2010-10-05"]
["10067057","DL09/QI030177","Analyseur TOC Online  DL09/QI030177","CH21/U750/____DL09/QI030177","Analyseur TOC Online","AMI LINE TOC","280","SWAN Wasseranalytik AG","","M0108","PROD GMP  BUS  APPR OAPP QAPP","2014-12-01","CH20A54052","2015-01-22","M","B103","","PM-C1","CH21","","","2015-01-22"]
["10067056","DL09/QI040177","Analyseur TOC Online  DL09/QI040177","CH21/U750/____DL09/QI040177","Analyseur TOC Online","AMI LINE TOC","281","SWAN Wasseranalytik AG","","B1011","PROD GMP  BUS  APPR OAPP QAPP","2014-12-01","CH20A54052","2015-01-22","M","B102","","PM-C1","CH21","","","2015-01-22"]
["10067055","DL09/QI070177","Analyseur TOC Online  DL09/QI070177","CH21/U750/____DL09/QI070177","Analyseur TOC Online","AMI LINE TOC","282","SWAN Wasseranalytik AG","","F0008","PROD GMP  BUS  APPR OAPP QAPP","2014-12-01","CH20A54052","2015-01-22","M","B107","","PM-C1","CH21","","","2015-01-22"]
["10000728","DL09DC001","WFI boucle N°1","CH21/U750/____DL09/DC001","WFI boucle N°1","","","","","B0170","PROD GMP  BUS  APPR OAPP QAPP","1996-07-01","CH20A54052","2010-09-10","M","B102","","PM-C1","CH21","","","2010-10-05"]
["10000726","DL09DC002","WFI boucle N°2","CH21/U750/____DL09/DC002","WFI boucle N°2","","","","","B0170","PROD GMP  BUS  APPR OAPP QAPP","1996-07-01","CH20A54052","2010-09-10","M","B102","","PM-C1","CH21","","","2010-10-05"]
["10000729","DL09DC003","WFI boucle N°3","CH21/U750/____DL09/DC003","WFI boucle N°3","","","","","B0170","PROD GMP  BUS  APPR OAPP QAPP","1996-07-01","CH20A54052","2010-09-10","M","B102","","PM-C1","CH21","","","2010-10-05"]
["10000719","DL09DC004","WFI boucle N°4","CH21/U750/____DL09/DC004","WFI boucle N°4","","","","","B0170","PROD GMP  BUS  APPR OAPP QAPP","1996-07-01","CH20A54052","2010-09-10","M","B102","","PM-C1","CH21","","","2010-10-05"]
["10000721","DL09DC005","WFI boucle N°5","CH21/U750/____DL09/DC005","WFI boucle N°5","","","","","B0170","PROD GMP  BUS  APPR OAPP QAPP","1996-07-01","CH20A54052","2010-09-10","M","B102","","PM-C1","CH21","","","2010-10-05"]
["10000727","DL09DC006","WFI boucle N°6","CH21/U750/____DL09/DC006","WFI boucle N°6","","","","","M0108","PROD GMP  BUS  APPR OAPP QAPP","1996-07-01","CH20A54052","2010-09-10","M","B103","","PM-C1","CH21","","","2010-10-05"]
["10000602","DL09DC008","WFI boucle N°8","CH21/U750/____DL09/DC008","WFI boucle N°8","","","","","B1011","PROD GMP  BUS  APPR OAPP QAPP","2006-01-31","CH20A54052","2010-09-10","M","B102","","PM-C1","CH21","","","2010-09-10"]
["10058718","DL09DL004","Distilleuse N°4","CH21/U750/____DL09/DL004","Distilleuse 4 pour WFI","2000-S8V DUAL MODE","1.680.02","PHARMATEC SCHWEIZ","","F0008","PROD GMP  BUS  APPR OAPP QAPP","2012-10-01","CH20A54052","2012-06-13","M","B107","","PM-C1","CH21","","","2012-04-26"]
["10058719","DL09DL005","Distilleuse N°5","CH21/U750/____DL09/DL005","Distilleuse 5 pour WFI","2000-S8V","1.680.01","PHARMATEC SCHWEIZ","","F0008","PROD GMP  BUS  APPR OAPP QAPP","2012-04-26","CH20A54052","2012-06-13","M","B107","","PM-C1","CH21","","","2012-10-01"]
["10058720","DL09PO","Pompe de circulation","CH21/U750/____DL09/PO07002","Pompe de circulation WFI","MAXA","12424-2","HILGE PUMPEN AG","","F0008","PROD GMP  BUS  APPR OAPP QAPP","2012-10-01","CH20A54052","2012-06-13","M","B107","","PM-C1","CH21","","","2012-10-01"]
["10058721","DL09PO","Pompe de circulation","CH21/U750/____DL09/PO07001","Pompe de circulation WFI","MAXA","12424-1","HILGE PUMPEN AG","","F0008","PROD GMP  BUS  APPR OAPP QAPP","2012-10-01","CH20A54052","2012-06-13","M","B107","","PM-C1","CH21","","","2012-10-01"]
["10000720","DL09RS003","Cuve N°3","CH21/U750/____DL09/03V4100","Cuve 3 WFI","","","","","M0108","PROD GMP  BUS  APPR OAPP QAPP","1996-07-01","CH20A54052","2010-09-10","M","B103","","PM-C1","CH21","","","2010-10-05"]
["10000284","DL09RS006","Cuve   de stockage WFI 4  3000 litres","CH21/U750/____DL09/04V4100","Cuve stockage  WFI 4","3000 LITRES","1484","","","B1011","PROD GMP  BUS  APPR OAPP QAPP","2006-01-31","CH20A54052","2010-09-10","M","B102","","PM-C1","CH21","","","2010-09-10"]
["10058722","DL09RS007","Cuve de stockage WFI","CH21/U750/____DL09/RS007","Cuve de stockage WFI","CUVE VERTICALE","10994","HILGE PUMPEN AG","","F0008","PROD GMP  BUS  APPR OAPP QAPP","2012-10-01","CH20A54052","2012-06-13","M","B107","","PM-C1","CH21","","","2012-10-01"]
["10003434","DL10","ROTAVAPOR BÜCHI","CH21/P122","Zone DSP4","EL131","1108296","BUECHI LABORATORIUMS-TECHNICK","","B10149","PROD GMP  BUS  APPR OAPP QAPP","1997-04-01","CH20A54055","2010-09-10","M","B102","","PM-A","CH21","","","2010-09-10"]
["10071177","DM","Débimètre à gaz","CH21/S200","Technical services","VKIT-GFM","US16C64970","V:Kit Ltd","","A0146","STO  GMP  APPR OAPP QAPP","2016-11-30","CH20A54052","2016-12-08","M","B101","","PM-V1","CH21","","","2016-12-31"]
["10071178","DM","Débimètre liquide","CH21/S200","Technical services","VKIT-LFM3","2016-080","V:Kit Ltd","","A0146","STO  GMP  APPR OAPP QAPP","2016-11-30","CH20A54052","2016-12-08","M","B101","","PM-V1","CH21","","","2016-12-31"]
["10072413","DM","Débimètre  gaz pour CCIT","CH21/S400","Quality Control","TFM0.0000.002","170512404","WILCO AG","","A1033","PROD GMP  BUS  APPR OAPP QAPP","2017-06-15","CH20A55050","2017-05-19","M","B101","","PM-V4","CH21","","","2017-06-30"]
["10059017","EC","AUTOSAMPLEUR","CH21/S400","Quality Control","CPRD 88000","12071175","GE ANALYTICAL INSTRUMENTS","","A1080","PROD GMP  BUS  APPR OAPP QAPP","2012-07-23","CH20A55050","2012-07-11","M","B101","","PM-V1","CH21","","","2012-07-23"]
["10064269","EC","AUTOSAMPLEUR","CH21/S400","Quality Control","CPRD 88000","13091636","GE ANALYTICAL INSTRUMENTS","","A1080","PROD GMP  APPR OAPP QAPP","2013-10-10","CH20A55050","2014-01-28","M","B101","","PM-V1","CH21","","","2014-04-15"]
["10068528","EC","AUTOSAMPLEUR  iCE3","CH21/S400","Quality Control","ALCOTT 720  ICE3","10367","Protein simple","","A1062","PROD GMP  APPR OAPP QAPP","2015-09-01","CH20A55050","2015-10-01","M","B101","","PM-V1","CH21","","","2015-10-01"]
["10077126","EC","AUTOSAMPLEUR  iCE3","CH21/S400","Quality Control","ALCOTT 720  ICE3","10540","Protein simple","","A1062","PROD GMP  APPR OAPP QAPP","2018-06-20","CH20A55050","2018-07-16","M","B101","","PM-V1","CH21","","","2018-08-01"]
["10000199","EC41","Sampler manager, Injecteur","CH21/S400/___HP539","Chaîne UPLC  Aquity","AQUITY UPLC","186015005","WATERS TA INSTRUMENTS SA","","A1066","PROD GMP  APPR OAPP QAPP","2006-02-01","CH20A55050","2010-09-10","M","B101","","PM-V1","CH21","","","2010-09-10"]
["10001500","EC42","Multisampler RX daytona","CH21/P151","Zone Production USP5 s/sol","RX DAYTONA   MULTISAMPLER","5826-0719","Innovatis","","B0150","PROD GMP  APPR OAPP QAPP","2007-12-05","CH20A54055","2010-09-10","M","B102","","PM-V1","CH21","","","2010-09-10"]
["10075100","EC43","EC43 AUTOSAMPLEUR","CH21/S400/___HP558","CHAINE HPLC DIONEX","074926","17091204","THERMO FISHER SCIENTIFIC","","A1066","PROD GMP  BUS  APPR OAPP QAPP","2017-08-01","CH20A55050","2018-01-30","M","B101","","PM-V1","CH21","","","2018-02-05"]
["10079417","EC44","EC44 UPLC Sampler manager","CH21/S400/___HP559","CHAINE UPLC Sampler manager","AQUITY H-CLASS BIOSM-FTN","","WATERS TA INSTRUMENTS SA","","A1066","PROD GMP  APPR OAPP QAPP","2018-06-30","CH20A55050","2018-09-12","M","B101","","PM-V1","CH21","","","2018-10-02"]
["10000273","EG02","RESEAU D'EAU GLACEE","CH21/U250/____EG02","RESEAU D'EAU GLACEE","","","LUWA SA","","B0165","PROD BUS  APPR OAPP QAPP","1990-01-01","CH20A54052","2010-09-10","M","B102","","PM-C3","CH21","","","2010-09-10"]
["10055966","EG02AF001","EG02AF001       Aérorefroidisseur","CH21/U250/____EG02","RESEAU D'EAU GLACEE","G-FAH80 C/2X3/L","N/A","Guntner","","B20..","PROD APPR OAPP QAPP","1989-07-04","CH20A54052","2012-01-05","M","B102","","PM-C3","CH21","","","1989-07-04"]
["10055967","EG02AF002","EG02AF002          Aérorefroidisseur","CH21/U250/____EG02","RESEAU D'EAU GLACEE","G-FAH80 100 A/4/L","N/A","Guntner","","B20..","PROD APPR OAPP QAPP","1989-07-04","CH20A54052","2012-01-05","M","B102","","PM-C3","CH21","","","1989-07-04"]
["10055968","EG02AF003","EG02AF003      Aérorefroidisseur","CH21/U250/____EG02","RESEAU D'EAU GLACEE","G-FAH80 100 A/4/L","N/A","Guntner","","B20..","PROD APPR OAPP QAPP","1989-07-04","CH20A54052","2012-01-05","M","B102","","PM-C3","CH21","","","1989-07-04"]
["10000639","EG02EH001","Echangeur (GF07) refroidis.LY et FO","CH21/U250/____EG02/EH001","Echangeur (GF07) refroidis. LY et FO","N/A","N/A","","","M0109","PROD BUS  APPR OAPP QAPP","1999-01-01","CH20A54052","2010-09-10","M","B103","","PM-C3","CH21","","","2010-09-10"]
["10000476","EG02EH002","Echangeur (GF07) post refroidis. FDF","CH21/U250/____EG02/EH002","Echangeur (GF07) post refroidis. FDF","N/A","N/A","CIPAG SA","","B0035 FP","PROD BUS  APPR OAPP QAPP","2005-08-30","CH20A54052","2010-09-10","M","B102","","PM-C3","CH21","","","2010-09-10"]
["10000540","EG02EH003","Echangeur (GF07) refroidissement UP07","CH21/U250/____EG02/EH003","Echangeur (GF07) refroidissement  UP07","CB27-24H","05 20460-10-1","CIPAG SA","","M0109 FP","PROD BUS  APPR OAPP QAPP","2006-02-28","CH20A54052","2010-09-10","M","B103","","PM-C3","CH21","","","2010-09-10"]
["10000651","EG02EH004","Post refroidissement cuves DRU","CH21/U250/____EG02/EH004","Post refroidissement cuves DRU","WT/L/M/H-59","117889/210.118215 (125 AXIMA)","ALFA LAVAL AG","","B1042-B1","PROD BUS  APPR OAPP QAPP","2006-08-01","CH20A54052","2010-09-10","M","B102","","PM-C3","CH21","","","2010-09-10"]
["10000622","EG02EH005","Echangeur chaleur Free cooling","CH21/U250/____EG02/EH005","Echangeur chaleur Free cooling","8.GC-51MX76  700 KW","","WT AG","","B0165","PROD APPR OAPP QAPP","2008-11-01","CH20A54052","2010-09-10","M","B102","","PM-C3","CH21","","","2010-09-10"]
["10000897","EG02EH008","Echangeur de chaleur SE18","CH21/U250/____EG02/EH008","Echangeur de chaleur SE18","TL6-BFM","30106-42635","ALFA LAVAL AG","","B0126","PROD APPR OAPP QAPP","2009-06-19","CH20A54052","2010-09-10","M","B102","","PM-C3","CH21","","","2010-09-10"]
["10058213","EG02EH009","Echangeur à plaques sur GF07","CH21/U250/____EG02/EH009","Echangeur à plaques","L29 20 4 1","612001","PIRA INTERNATIONAL","","B0169","PROD GMP  APPR OAPP QAPP","2012-01-04","CH20A54052","2012-04-23","M","B102","","PM-C3","CH21","","","2012-01-04"]
["10066063","EG02EH010","EG02EH010 Tour refroidissement-Echangeur","CH21/U250/____EG02/EH010","Tour refroidissement et Echangeur","N/A","N/A","SIEMENS - LANDIS & STAEFA DIV.","","F- EXTÉR","PROD APPR OAPP QAPP","2014-09-01","CH20A54052","2014-10-28","M","B107","","PM-C3","CH21","","","2015-01-01"]
["10000501","EG02FR010","Départ eau glacée HVAC s/sol et Magasin","CH21/U250/____EG02/FR010","Départ eau glacée FR10,","N/A","N/A","","","B0165","PROD BUS  APPR OAPP QAPP","1989-01-01","CH20A54052","2010-09-10","M","B102","","PM-C3","CH21","","","2010-09-10"]
["10000408","EG02FR011","Départ eau glacée  compresseurs s/sol","CH21/U250/____EG02/FR011","Départ eau glacée  compresseurs s/sol","N/A","N/A","","","B0165","PROD BUS  APPR OAPP QAPP","1989-01-01","CH20A54052","2010-09-10","M","B102","","PM-C3","CH21","","","2010-09-10"]
["10000420","EG02FR012","Départ eau glacée FR12, machine étage","CH21/U250/____EG02/FR012","Départ eau glacée étage /REZ PH90","N/A","N/A","","","B0165","PROD BUS  APPR OAPP QAPP","1989-01-01","CH20A54052","2010-09-10","M","B102","","PM-C3","CH21","","","2010-09-10"]
["10000365","EG02FR013","Départ eau glacée FR13, HVAC toîture","CH21/U250/____EG02/FR013","Départ eau glacée FR13, HVAC toîture","N/A","N/A","","","B0165","PROD BUS  APPR OAPP QAPP","1989-01-01","CH20A54052","2010-09-10","M","B102","","PM-C3","CH21","","","2010-09-10"]
["10000399","EG02FR014","Départ eau glacée Technologie Bio.S.","CH21/U250/____EG02/FR014","Départ eau glacée Technologie Bio.S.","N/A","N/A","","","B0165","PROD BUS  APPR OAPP QAPP","1989-01-01","CH20A54052","2010-09-10","M","B102","","PM-C3","CH21","","","2010-09-10"]
["10000327","EG02FR015","Départ eau glacée FR15, WFI & ligne 6","CH21/U250/____EG02/FR015","Départ eau glacée FR15, WFI & ligne 6","N/A","N/A","","","B- EXTÉR","PROD BUS  APPR OAPP QAPP","1997-01-01","CH20A54052","2010-09-10","M","B102","","PM-C3","CH21","","","2010-09-10"]
["10000429","EG02FR016","Départ eau glacée FR16.  Bât. M","CH21/U250/____EG02/FR016","Départ eau glacée FR16.  Bât. M","N/A","N/A","","","M0108","PROD BUS  APPR OAPP QAPP","1999-01-01","CH20A54052","2010-09-10","M","B103","","PM-C3","CH21","","","2010-09-10"]
["10000618","EG02FR017","Départ eau glacée FR17   PH80","CH21/U250/____EG02/FR017","Départ eau glacée FR17   PH80","N/A","N/A","WILO","","A0116","PROD APPR OAPP QAPP","2000-09-01","CH20A54052","2010-09-10","M","B101","","PM-C3","CH21","","","2010-09-10"]
["10000451","EG02FR018","Départ eau glacée  S/sol,REZ, 1er , PH80","CH21/U250/____EG02/FR018","Départ eau glacée  S/sol,REZ, 1er , PH80","N/A","N/A","WILO","","A0116","PROD APPR OAPP QAPP","2000-09-01","CH20A54052","2010-09-10","M","B101","","PM-C3","CH21","","","2010-09-10"]
["10000368","EG02FR019","Départ eau glacée FR19 toiture PH80","CH21/U250/____EG02/FR019","Départ eau glacée FR19 toiture PH80","N/A","N/A","WILO","","A0116","PROD APPR OAPP QAPP","2000-09-01","CH20A54052","2010-09-10","M","B101","","PM-C3","CH21","","","2010-09-10"]
["10068898","EG02FR020","EG02FR020   Départ eau glacée  Bât. S","CH21/U250/____EG02/FR020","Départ eau glacée FR20  Bât. S  \"PACK\"","N/A","N/A","","","S01","PROD APPR OAPP QAPP","2016-11-01","CH20A54052","2015-11-26","M","B108","","PM-C3","CH21","","","2016-11-01"]
["10000417","EG02GF007","GROUPE FROID 600 KW C.T.A.","CH21/U250/____EG02/GF007","GROUPE FROID  600 KW","FOCS-CA/LN2702","ASS 350458","CLIMAVENETA S.p.A","","B-EXTERI","PROD BUS  APPR OAPP QAPP","2006-09-30","CH20A54052","2010-09-10","M","B102","","PM-C3","CH21","","","2010-09-10"]
["10000395","EG02GF008","GROUPE FROID  800KW C.T.A.","CH21/U250/____EG02/GF008","GROUPE FROID","3602LN","76089","CLIMAVENETA S.p.A","","B- EXTÉR","PROD BUS  APPR OAPP QAPP","2007-09-30","CH20A54052","2010-09-10","M","B102","","PM-C3","CH21","","","2010-09-10"]
["10000561","EG02GF009","GROUPE FROID  800KW C.T.A.","CH21/U250/____EG02/GF009","GROUPE FROID","FOCS-CA3602LN","01086100","CLIMAVENETA S.p.A","","B- EXTÉR","PROD BUS  APPR OAPP QAPP","2009-04-01","CH20A54052","2010-09-10","M","B102","","PM-C3","CH21","","","2010-09-10"]
["10066062","EG02GF010","EG02GF010       GROUPE FROID","CH21/U250/____EG02/GF010","GROUPE FROID   EG02GF010","TECS2-WHFO/HC1053","32054008","CLIMAVENETA S.p.A","","F- EXTÉR","PROD APPR OAPP QAPP","2014-09-01","CH20A54052","2014-10-28","M","B107","","PM-C3","CH21","","","2015-01-01"]
["10000606","EG02MP001","REMPLISSAGE AUTOMATIQUE","CH21/U250/____EG02/MP001","REMPLISSAGE AUTOMATIQUE","TACOFILL 34-5402","021293","TACO ARMATUREN AG","","B0165","PROD BUS  APPR OAPP QAPP","1990-01-01","CH20A54052","2010-09-10","M","B102","","PM-C3","CH21","","","2010-09-10"]
["10001147","EG04FR001","Distribution froid","CH21/U250/____EG04","Réseau eau glacée Coinsins","","","MC QUAY","","CC","PROD APPR OAPP QAPP","1987-01-01","CH20A54052","2010-09-10","M","B203","","PM-C3","CH21","","","2010-09-10"]
["10001145","EG04FR002","Distribution froid","CH21/U250/____EG04","Réseau eau glacée Coinsins","","","MC QUAY","","CC","PROD APPR OAPP QAPP","1987-01-01","CH20A54052","2010-09-10","M","B203","","PM-C3","CH21","","","2010-09-10"]
["10001146","EG04FR003","Distribution froid","CH21/U250/____EG04","Réseau eau glacée Coinsins","","","MC QUAY","","CC","PROD APPR OAPP QAPP","1987-01-01","CH20A54052","2010-09-10","M","B203","","PM-C3","CH21","","","2010-09-10"]
["10001144","EG04FR004","Distribution froid pour CL101","CH21/U250/____EG04","Réseau eau glacée Coinsins","","","MC QUAY","","CC","PROD APPR OAPP QAPP","1990-01-01","CH20A54052","2010-09-10","M","B203","","PM-C3","CH21","","","2010-09-10"]
["10082997","EG05","Réseau eau glacée toiture Batiment B","CH21/U250/____EG05","Réseau eau glacée toiture Batiment B","HF1803078724","","MC QUAY","","","CON  NAPP","2019-04-27","CH20A54052","2019-07-15","M","B102","","PM-C3","CH21","","","2019-05-20"]
["10082998","EG05FR001","Boucle distribution toiture Bat B. et K","CH21/U250/____EG05","Réseau eau glacée toiture Batiment B","","","MC QUAY","304L","","CON  NAPP","2019-05-20","CH20A54052","2019-07-15","M","B102","","PM-C3","CH21","","","2019-05-20"]
["10058221","EH","Echangeur à chaleur WFI Boucle 5","CH21/U750/____DL09/51HE0510","Echangeur à chaleur, boucle N°5","DTS PHARMALINE 3-1.0","114734","ALFA LAVAL AG","","B0170","PROD GMP  BUS  APPR OAPP QAPP","2012-04-26","CH20A54052","2012-04-27","M","B102","","PM-C1","CH21","","","2012-04-26"]
["10058222","EH","Echangeur à chaleur WFI Boucle 5","CH21/U750/____DL09/51HE0520","Echangeur à chaleur, boucle N°5","DTS PHARMALINE 3-1.0","114730","ALFA LAVAL AG","","B0170","PROD GMP  BUS  APPR OAPP QAPP","2012-04-26","CH20A54052","2012-04-27","M","B102","","PM-C1","CH21","","","2012-04-26"]
["10059486","EH","Bain 5 / 200°C","CH21/P305","Pharmaceutical - ligne 5","1137-1P 5/200°C 13L","1B1261679","VWR INTERNATIONAL","","A0115","STO  GMP  BUS  APPR OAPP QAPP","2012-09-12","CH20A54057","2012-09-18","M","B101","","PM-D1","CH21","","","2012-09-17"]
["10059487","EH","Bain 5 / 200°C","CH21/P305","Pharmaceutical - ligne 5","1137-1P 5/200°C 13L","1B1261587","VWR INTERNATIONAL","","A0115","STO  GMP  BUS  APPR OAPP QAPP","2012-09-12","CH20A54057","2012-09-18","M","B101","","PM-D1","CH21","","","2012-09-17"]
["10059488","EH","Bain 5 / 200°C","CH21/P305","Pharmaceutical - ligne 5","1137-2P 5/200°C 28L","1B1261680","VWR INTERNATIONAL","","A0115","STO  GMP  BUS  APPR OAPP QAPP","2012-09-12","CH20A54057","2012-09-18","M","B101","","PM-D1","CH21","","","2012-09-17"]
["10059489","EH","Bain 5 / 200°C","CH21/P305","Pharmaceutical - ligne 5","1137-2P 5/200°C 28L","1B1261681","VWR INTERNATIONAL","","A0115","STO  GMP  BUS  APPR OAPP QAPP","2012-09-12","CH20A54057","2012-09-18","M","B101","","PM-D1","CH21","","","2012-09-17"]
["10062191","EH","BAIN-MARIE GFL","CH21/S400","Quality Control","1032","10505113E","GFL","","A1078","PROD APPR OAPP QAPP","2013-06-01","CH20A55050","2013-07-02","M","B101","","PM-V1","CH21","","","2013-07-01"]
["10062192","EH","BAIN-MARIE GFL","CH21/S400","Quality Control","1032","10507113E","GFL","","A1078","PROD APPR OAPP QAPP","2013-06-01","CH20A55050","2013-07-02","M","B101","","PM-V1","CH21","","","2013-07-01"]
["10064420","EH","BAIN-MARIE GFL","CH21/S400","Quality Control","1004","11267714J","GFL","","A1092","PROD GMP  APPR OAPP QAPP","2014-02-12","CH20A55050","2014-02-13","M","B101","","PM-V1","CH21","","","2014-02-15"]
["10067606","EH","BAIN-MARIE","CH21/P101","Tech Biotech","VWB6","1306215","VWR INTERNATIONAL","","A0129","PROD GMP  APPR OAPP QAPP","2015-03-01","CH20A54055","2015-05-06","M","B101","","PM-F","CH21","","","2015-03-01"]
["10067607","EH","BAIN-MARIE","CH21/P101","Tech Biotech","VWB6","1306015","VWR INTERNATIONAL","","A0129","PROD GMP  APPR OAPP QAPP","2015-03-01","CH20A54055","2015-05-06","M","B101","","PM-F","CH21","","","2015-03-01"]
["10067864","EH","Bain thermostat","CH21/S400","Quality Control","ED","10273858","JULABO","","A1066","PROD GMP  APPR OAPP QAPP","2015-04-15","CH20A55050","2015-06-05","M","B101","","PM-V1","CH21","","","2015-06-01"]
["10069606","EH","BAIN-MARIE JULABO","CH21/S200","Technical services","CORIO C-B5","10300372","JULABO","","A0146","PROD APPR OAPP QAPP","2016-03-30","CH20A54052","2016-04-07","M","B101","","PM-V1","CH21","","Eliminé","2016-04-15"]
["10069607","EH","BAIN-MARIE JULABO","CH21/S200","Technical services","CORIO C-B5","10300373","JULABO","","A0146","PROD APPR OAPP QAPP","2016-03-30","CH20A54052","2016-04-07","M","B101","","PM-V1","CH21","","Eliminé","2016-04-15"]
["10069613","EH","Bain cryostat","CH21/S200","Technical services","ECO-RE-630-S","LCK1916-16-0011","LAUDA","","A0146","PROD APPR OAPP QAPP","2016-04-05","CH20A54052","2016-04-07","M","B101","","PM-V1","CH21","","Eliminé","2016-04-15"]
["10069745","EH","BAIN A HUILE","CH21/S200","Technical services","MA-4","10301270","JULABO","","A0146","PROD APPR OAPP QAPP","2016-04-14","CH20A54052","2016-04-18","M","B101","","PM-V1","CH21","","","2016-04-30"]
["10069746","EH","BAIN A HUILE","CH21/S200","Technical services","MA-4","10301271","JULABO","","A0146","PROD APPR OAPP QAPP","2016-04-14","CH20A54052","2016-04-18","M","B101","","PM-V1","CH21","","","2016-04-30"]
["10069747","EH","BAIN A HUILE","CH21/S200","Technical services","MA-4","10301272","JULABO","","A0146","PROD APPR OAPP QAPP","2016-04-14","CH20A54052","2016-04-18","M","B101","","PM-V1","CH21","","","2016-04-30"]
["10069748","EH","BAIN A HUILE","CH21/S200","Technical services","MA-4","10301273","JULABO","","A0146","PROD APPR OAPP QAPP","2016-04-14","CH20A54052","2016-04-18","M","B101","","PM-V1","CH21","","","2016-04-30"]
["10069921","EH","BAIN A HUILE","CH21/S200","Technical services","MA-26","10302930","JULABO","","A0146","PROD APPR OAPP QAPP","2016-04-28","CH20A54052","2016-05-04","M","B101","","PM-V1","CH21","","","2016-05-30"]
["10071413","EH","Thermostat de bainmarie","CH21/S400","Quality Control","MACH","10316395","JULABO","","A1080","PROD APPR OAPP QAPP","2016-12-15","CH20A55050","2017-01-27","M","B101","","PM-V1","CH21","","","2016-12-15"]
["10074209","EH","BAIN-MARIE GFL","CH21/S400","Quality Control","1032","10539517","GFL","","A1078","PROD APPR OAPP QAPP","2017-11-23","CH20A55050","2017-11-23","M","B101","","PM-V1","CH21","","","2017-11-29"]
["10074210","EH","BAIN-MARIE GFL","CH21/S400","Quality Control","1032","10539617","GFL","","A1078","PROD APPR OAPP QAPP","2017-11-23","CH20A55050","2017-11-23","M","B101","","PM-V1","CH21","","","2017-11-29"]
["10002899","EH01","BAIN-MARIE COLE PARMER","CH21/P111","Zone  USP1 et USP4","12501-05","0700593","DIVERS TIERS...","","B1056","PROD GMP  BUS  APPR OAPP QAPP","1993-09-01","CH20A54055","2010-09-10","M","B102","","PM-V2","CH21","","","2010-09-10"]
["10002562","EH02","BAIN-MARIE JULABO","CH21/P111","Zone  USP1 et USP4","UC/5","104.9231.484","DIVERS TIERS...","","B1056","PROD GMP  BUS  APPR OAPP QAPP","1990-01-01","CH20A54055","2010-09-10","M","B102","","PM-V2","CH21","","","2010-09-10"]
["10003418","EH03","BAIN-MARIE JULABO","CH21/P118","Zone Production USP2","PC/2","8716-247","DIVERS TIERS...","","B1065","PROD GMP  BUS  APPR OAPP QAPP","1990-01-01","CH20A54055","2010-09-10","M","B102","","PM-V2","CH21","","","2010-09-10"]
["10003280","EH04","BAIN-MARIE COLE PARMER","CH21/P111","Zone  USP1 et USP4","12501-05","0701093","DIVERS TIERS...","","A0157","PROD GMP  BUS  APPR OAPP QAPP","1994-03-01","CH20A54055","2010-09-10","M","B101","","PM-V2","CH21","","","2010-09-10"]
["10002971","EH05","BAIN-MARIE SALVIS","CH21/S400","Quality Control","SBK25D","333321/03","SALVIS AG","","A1065","PROD GMP  APPR OAPP QAPP","1994-10-01","CH20A55050","2010-09-10","M","B101","","PM-V2","CH21","","","2010-09-10"]
["10002647","EH07","BAIN-MARIE JULABO","CH21/S099","Dispo","913/8","1238941426","JULABO","","?? A1020","OUT  APPR OAPP QAPP","1993-10-01","CH20A54052","2010-09-10","M","","","PM-A","CH21","","?? A1020","2010-09-10"]
["10003181","EH09","BAIN-MARIE JULABO","CH21/S400","Quality Control","PC25","1039516181","JULABO","","A1093","PROD APPR OAPP QAPP","1995-01-01","CH20A55050","2010-09-10","M","B101","","PM-V2","CH21","","","2010-09-10"]
["10003399","EH18","BAIN CRYOSTAT","CH21/S200","Technical services","","19401463003","HAAKE","","A0144","PROD APPR OAPP QAPP","1996-01-01","CH20A54052","2010-09-10","M","B101","","PM-V1","CH21","","","2010-09-10"]
["10003051","EH19","BAIN CRYOSTAT","CH21/S200","Technical services","","195007375/001","HAAKE","","A0144","PROD APPR OAPP QAPP","1996-01-01","CH20A54052","2010-09-10","M","B101","","PM-V1","CH21","","","2010-09-10"]
["10003059","EH20","BAIN CRYOSTAT","CH21/S200","Technical services","","196012211/007","HAAKE","","A0144","PROD APPR OAPP QAPP","1996-01-01","CH20A54052","2010-09-10","M","B101","","PM-V1","CH21","","","2010-09-10"]
["10002786","EH21","BAIN CRYOSTAT","CH21/S200","Technical services","RLS6","M12001","LAUDA","","A0144","PROD APPR OAPP QAPP","1996-01-01","CH20A54052","2010-09-10","M","B101","","PM-V1","CH21","","","2010-09-10"]
["10002617","EH23","BAIN-MARIE","CH21/S200","Technical services","VC/3","1099132729","JULABO","","A0144","PROD APPR OAPP QAPP","1990-01-01","CH20A54052","2010-09-10","M","B101","","PM-V1","CH21","","","2010-09-10"]
["10003188","EH24","BAIN A HUILE","CH21/S200","Technical services","","920012","HAAKE","","A0144","PROD APPR OAPP QAPP","1990-01-01","CH20A54052","2010-09-10","M","B101","","PM-V1","CH21","","","2010-09-10"]
["10002232","EH25","BAIN A HUILE","CH21/S200","Technical services","F8/B5","195007376/002","HAAKE","","A0144","PROD APPR OAPP QAPP","1996-01-01","CH20A54052","2010-09-10","M","B101","","PM-V1","CH21","","","2010-09-10"]
["10002231","EH26","BAIN CRYOSTAT","CH21/S200","Technical services","CH","194000","HAAKE","","A0144","PROD APPR OAPP QAPP","1994-01-01","CH20A54052","2010-09-10","M","B101","","PM-V1","CH21","","","2010-09-10"]
["10002981","EH28","Four Référence Température","CH21/S200","Technical services","HTR-400","48336H","GE SENSING / KAYE INSTRUMENTS","","A0151","PROD APPR OAPP QAPP","1990-01-01","CH20A54052","2010-09-10","M","B101","","PM-V1","CH21","","","2010-09-10"]
["10002876","EH29","Four Référence Température","CH21/S200","Technical services","HTR-400","49343H","GE SENSING / KAYE INSTRUMENTS","","A0151","PROD APPR OAPP QAPP","1990-01-01","CH20A54052","2010-09-10","M","B101","","PM-V1","CH21","","","2010-09-10"]
["10003202","EH30","Four Référence Température","CH21/S200","Technical services","HTR-400","85946H","GE SENSING / KAYE INSTRUMENTS","","A0151","PROD APPR OAPP QAPP","1998-05-06","CH20A54052","2010-09-10","M","B101","","PM-V1","CH21","","","2010-09-10"]
["10003013","EH31","Four Référence Température","CH21/S200","Technical services","LTR-140","4A146H","GE SENSING / KAYE INSTRUMENTS","","A0151","PROD APPR OAPP QAPP","1990-01-01","CH20A54052","2010-09-10","M","B101","","PM-V1","CH21","","","2010-09-10"]
["10002961","EH32","Four Référence Température","CH21/S200","Technical services","LTR-140","86845H","GE SENSING / KAYE INSTRUMENTS","","A0151","PROD APPR OAPP QAPP","1998-06-10","CH20A54052","2010-09-10","M","B101","","PM-V1","CH21","","","2010-09-10"]
["10001580","EH36","BAIN-MARIE  polystat","CH21/S400","Quality Control","POLYSTAT 71 CC1","66989","HUBER INSTRUMENTS","","A1069","PROD APPR OAPP QAPP","2007-04-17","CH20A55050","2010-09-10","M","B101","","PM-V2","CH21","","","2010-09-10"]
["10001479","EH40","BAIN-MARIE (Inlabo labortechnik)","CH21/P111","Zone  USP1 et USP4","MP-PA/KUE","05902321089","","","A0147","PROD GMP  BUS  APPR OAPP QAPP","2008-08-25","CH20A54055","2010-09-10","M","B101","","PM-V2","CH21","","","2010-09-10"]
["10003636","EH41","Echangeur FRIGOMIX FX-2000","CH21/P151","Zone Production USP5 s/sol","FRIGOMIX FX-2000","33543-06-08","SARTORIUS Stedim Biotech GMBH","","B0148","PROD GMP  APPR OAPP QAPP","2008-09-15","CH20A54055","2010-09-10","M","B102","","PM-V1","CH21","","","2010-09-10"]
["10003678","EH42","Bain-Marie Analogique","CH21/P101","Tech Biotech","15-460-35","1609080941532","FISHER SCIENTIFIC AG / AVANTEC","","A0129","PROD GMP  APPR OAPP QAPP","2009-01-14","CH20A54055","2010-09-10","M","B101","","PM-A","CH21","","","2010-09-10"]
["10043028","EH43","Bain thermostat","CH21/S200","Technical services","8518B","111158","","","A0146","PROD BUS  APPR OAPP QAPP","2010-12-20","CH20A54052","2010-12-20","M","B101","","PM-V1","CH21","","","2010-12-20"]
["10043029","EH44","Bain thermostat","CH21/S200","Technical services","8518B","108293","","","A0146","PROD BUS  APPR OAPP QAPP","2010-12-20","CH20A54052","2010-12-20","M","B101","","PM-V1","CH21","","","2010-12-20"]
["10043030","EH45","Bain  Sec","CH21/S200","Technical services","ATC-125B","590940-00340","AMETEK","","A0146","PROD GMP  APPR OAPP QAPP","2010-12-20","CH20A54052","2010-12-20","M","B101","","PM-V1","CH21","","","2010-12-20"]
["10045419","EH46","Bain marie","CH21/P170","Zone Production de Milieu s/sol","THERMOFLEX 10000","110047023","THERMO SCIENTIFIC NEOLAB","","B1060","PROD GMP  APPR OAPP QAPP","2010-09-15","CH20A54055","2011-04-15","M","B102","","PM-V2","CH21","","","2011-04-15"]
["10079405","EH47","EH47 Bain-marie","CH21/P118","Zone Production USP2","PC/2","","GRANT","","B1072","PROD APPR OAPP QAPP","2018-08-27","CH20A54055","2018-09-11","M","B102","","PM-V2","CH21","","","2018-09-30"]
["10081835","EH48","EH48 Echangeur de chaleur WFI","","","","","","","","CON  NAPP",null,"CH20A54052","2019-03-21","M","","","PM-C5","CH21","",""]
["10082053","EH48","EH49 Echangeur vapeur noire","","","","","","","K0132","CON  NAPP","2019-04-01","CH20A54052","2019-04-15","M","B104","","PM-C5","CH21","","","2019-05-31"]
["10061189","ET","Etuve CO2","CH21/P110","Zone Prod Biotech s/sol USP3","REACH -IN CO2 INCUBATEUR","383169-072","THERMO FISCHER SCIENTIFIC AG","","B0149","PROD GMP  APPR OAPP QAPP","2012-04-04","CH20A54055","2013-03-12","M","B102","","PM-A","CH21","","","2013-03-11"]
["10065973","ET","ETUVE ventilée","CH21/S400","Quality Control","UF55","B214.2985","MEMMERT","","A1066","PROD GMP  APPR OAPP QAPP","2014-09-04","CH20A55050","2014-10-10","M","B101","","PM-A","CH21","","","2014-10-09"]
["10072530","ET","Etuve Dry line","CH21/P150","Zone  IPC Biotechnologie","DRYLINE","1507456","VWR INTERNATIONAL","","A1020","PROD APPR OAPP QAPP","2016-01-01","CH20A54055","2017-06-15","M","B101","","PM-A","CH21","","","2016-01-01"]
["10059761","ET","Incubateur","CH21/P305","Pharmaceutical - ligne 5","INCU-LINE115","12-15786","VWR INTERNATIONAL","","","STO  GMP  EHS  BUS  APPR OAPP QAPP","2012-10-26","CH20A54057","2012-10-26","M","B101","","PM-D1","CH21","","","2012-10-31"]
["10002883","ET03","ETUVE VISMARA 37°C","CH21/P111","Zone  USP1 et USP4","WI 37/2HS","897648","VISMARA","","A0161","PROD GMP  BUS  APPR OAPP QAPP","1989-01-01","CH20A54055","2010-09-10","M","B101","","PM-A","CH21","","","2010-09-10"]
["10002515","ET05","ETUVE U-15","CH21/S400","Quality Control","U-15","861491","MEMMERT","","A1089","PROD GMP  APPR OAPP QAPP","1995-05-15","CH20A55050","2010-09-10","M","B101","","PM-A","CH21","","","2010-09-10"]
["10002885","ET07","ETUVE VISMARA 37°C","CH21/P111","Zone  USP1 et USP4","MAC 14/2S","876631 / 970313","VISMARA","","A0147","PROD GMP  BUS  APPR OAPP QAPP","1986-01-01","CH20A54055","2010-09-10","M","B101","","PM-A","CH21","","","2010-09-10"]
["10003209","ET08","ETUVE VISMARA 37°C","CH21/P111","Zone  USP1 et USP4","MAC 17/2S","876990","VISMARA","","A0165","PROD GMP  BUS  APPR OAPP QAPP","1988-01-01","CH20A54055","2010-09-10","M","B101","","PM-A","CH21","","","2010-09-10"]
["10002348","ET09","ETUVE BELLCO ROLLE-IN","CH21/P151","Zone Production USP5 s/sol","BRP02-552","7728-95220","","","STOCK  (","PROD APPR OAPP QAPP","1992-08-01","CH20A54055","2010-09-10","M","","","PM-A","CH21","","","2010-09-10"]
["10067627","ET100","ET100     Etuve","CH21/P151","Zone Production USP5 s/sol","3951","23377-885","THERMO FISCHER SCIENTIFIC AG","","B1056","PROD GMP  BUS  APPR OAPP QAPP","2015-05-01","CH20A54055","2015-05-06","M","B102","","PM-A","CH21","","","2015-05-01"]
["10001194","ET101","ET101  CHAMBRE CHAUDE, étuve","CH21/P300","Pharmaceutical dry forms","DDA-2 / CGK236","15277 0/3  / 7-37546","KUBA","","A0090","PROD GMP  APPR OAPP QAPP","1996-06-01","CH20A54057","2010-09-10","M","B101","","PM-C7","CH21","","","2010-09-10"]
["10068194","ET102","ET102    ETUVE","CH21/S400","Quality Control","IPP750","MG-IPP750","MEMMERT","","A1088","PROD GMP  APPR OAPP QAPP","2015-07-20","CH20A55050","2015-07-20","M","B101","","PM-A","CH21","","","2015-07-20"]
["10066122","ET103","ET103     Etuve","CH21/P111","Zone  USP1 et USP4","3951","114798768","THERMO FISCHER SCIENTIFIC AG","","B0142","PROD GMP  APPR OAPP QAPP","2014-11-01","CH20A54055","2014-11-07","M","B102","","PM-A","CH21","","","2014-12-01"]
["10070143","ET104","ET104    Etuve","CH21/P111","Zone  USP1 et USP4","3951","300043647","THERMO FISCHER SCIENTIFIC AG","","B1065","PROD GMP  BUS  APPR OAPP QAPP","2016-05-26","CH20A54055","2016-05-26","M","B102","","PM-A","CH21","","","2016-05-26"]
["10070144","ET105","ET105    Etuve","CH21/P111","Zone  USP1 et USP4","3951","300035670","THERMO FISCHER SCIENTIFIC AG","","B1065","PROD GMP  BUS  APPR OAPP QAPP","2016-05-26","CH20A54055","2016-05-26","M","B102","","PM-A","CH21","","","2016-05-26"]
["10070145","ET106","ET106    Etuve","CH21/P111","Zone  USP1 et USP4","3951","300035502","THERMO FISCHER SCIENTIFIC AG","","B1065","PROD GMP  BUS  APPR OAPP QAPP","2016-05-26","CH20A54055","2016-05-26","M","B102","","PM-A","CH21","","","2016-05-26"]
["10070332","ET108","ET108    Etuve","CH21/S400","Quality Control","IPP750","V816.054","MEMMERT","","A1088","PROD GMP  BUS  APPR OAPP QAPP","2016-06-01","CH20A55050","2016-07-01","M","B101","","PM-V2","CH21","","","2016-07-15"]
["10074053","ET109","ET109  Etuve à 22,5°C","CH21/S400","Quality Control","IPP750","V817 0097","MEMMERT","","A1090","PROD GMP  APPR OAPP QAPP","2017-10-01","CH20A55050","2017-11-09","M","B101","","PM-V2","CH21","","","2017-11-01"]
["10074054","ET110","ET110  Etuve à 22,5°C","CH21/S400","Quality Control","IPP750","V816 0055","MEMMERT","","A1090","PROD GMP  APPR OAPP QAPP","2017-10-01","CH20A55050","2017-11-09","M","B101","","PM-V2","CH21","","","2017-10-01"]
["10074055","ET111","ET111  Etuve à 32,5°C","CH21/S400","Quality Control","IN750","D817 0125","MEMMERT","","A1088","PROD GMP  APPR OAPP QAPP","2017-10-01","CH20A55050","2017-11-09","M","B101","","PM-V2","CH21","","","2017-10-01"]
["10074056","ET112","ET112  Etuve à 32,5°C","CH21/S400","Quality Control","IN750","D817 0267","MEMMERT","","A1090","PROD GMP  APPR OAPP QAPP","2017-10-01","CH20A55050","2017-11-09","M","B101","","PM-V2","CH21","","","2017-11-01"]
["10074057","ET113","ET113  Etuve à 32,5°C","CH21/S400","Quality Control","IN750","D817 0268","MEMMERT","","A1090","PROD GMP  APPR OAPP QAPP","2017-10-01","CH20A55050","2017-11-09","M","B101","","PM-V2","CH21","","","2017-11-01"]
["10066258","ET114","ET114 Incubateur  CO2 Kuhner ISF1-X","CH21/P110","Zone Prod Biotech s/sol USP3","ISF1-X","65002.265","KUHNER AG","","B0149","PROD GMP  BUS  APPR OAPP QAPP","2012-12-18","CH20A54055","2014-11-28","M","B102","","PM-A","CH21","","","2012-12-18"]
["10003396","ET31","ETUVE VISMARA 37°C","CH21/P111","Zone  USP1 et USP4","WI 30/2/HS","","VISMARA","","A0163","PROD GMP  BUS  APPR OAPP QAPP","1992-10-18","CH20A54055","2010-09-10","M","B101","","PM-A","CH21","","","2010-09-10"]
["10004211","ET38","ARMOIRE INCUBATR. BELLCO","CH21/P151","Zone Production USP5 s/sol","","7728-95220/BRP02.554","DIVERS TIERS...","","B0148","PROD GMP  APPR OAPP QAPP","1992-09-01","CH20A54055","2010-09-10","M","B102","","PM-A","CH21","","","2010-09-10"]
["10003432","ET43","ETUVE","CH21/S400","Quality Control","BD 115","930478","THERMO FISCHER SCIENTIFIC AG","","A1092","PROD GMP  APPR OAPP QAPP","1994-04-07","CH20A55050","2010-09-10","M","B101","","PM-A","CH21","","","2010-09-10"]
["10003231","ET46","ETUVE WTB BINDER","CH21/S400","Quality Control","IP 20/17115099003120","930905","","","A1092","PROD GMP  APPR OAPP QAPP","1990-01-01","CH20A55050","2010-09-10","M","B101","","PM-A","CH21","","","2010-09-10"]
["10003253","ET48","ETUVE 33°C","CH21/S400","Quality Control","BM800","910175","MEMMERT","","A1088","PROD GMP  APPR OAPP QAPP","1994-03-11","CH20A55050","2010-09-10","M","B101","","PM-A","CH21","","","2010-09-10"]
["10003433","ET52","ETUVE  56°C","CH21/S400","Quality Control","BSK 100D","P3312099/02C","SALVIS AG","","A1073","PROD APPR OAPP QAPP","1990-01-01","CH20A55050","2010-09-10","M","B101","","PM-A","CH21","","","2010-09-10"]
["10003400","ET55","ETUVE SALVIS SOUS VIDE","CH21/S400","Quality Control","VC20","3170003","SALVIS AG","","A1031","PROD APPR OAPP QAPP","1993-05-01","CH20A55050","2010-09-10","M","B101","","PM-A","CH21","","","2010-09-10"]
["10002855","ET59","ETUVE THERMOCENTER 200°C","CH21/S400","Quality Control","TC40S","314101/025","SALVIS AG","","A1080","PROD APPR OAPP QAPP","1995-06-01","CH20A55050","2010-09-10","M","B101","","PM-A","CH21","","","2010-09-10"]
["10002519","ET60","ETUVE THERMOCENTER 200°C","CH21/S400","Quality Control","TC40S","314101/020","SALVIS AG","","A1080","PROD APPR OAPP QAPP","1995-06-01","CH20A55050","2010-09-10","M","B101","","PM-A","CH21","","","2010-09-10"]
["10002875","ET61","ETUVE A AIR PULSE","CH21/S400","Quality Control","WU 6100","95104257","THERMO FISCHER SCIENTIFIC AG","HERAUS","A1080","PROD GMP  APPR OAPP QAPP","1990-01-01","CH20A55050","2010-09-10","M","B101","","PM-A","CH21","","","2010-09-10"]
["10002594","ET63","ETUVE WTB","CH21/S400","Quality Control","WTB","950005","BINDER","","A1090","PROD GMP  APPR OAPP QAPP","1995-09-01","CH20A55050","2010-09-10","M","B101","","PM-A","CH21","","","2010-09-10"]
["10004274","ET65","ETUVE WTB","CH21/S400","Quality Control","WTB","950006","BINDER","","A1090","PROD GMP  APPR OAPP QAPP","1995-09-01","CH20A55050","2010-09-10","M","B101","","PM-A","CH21","","","2010-09-10"]
["10003009","ET73","ETUVE MEMMERT","CH21/S200","Technical services","UM100","901404","MEMMERT","","A0151","PROD APPR OAPP QAPP","1990-01-01","CH20A54052","2010-09-10","M","B101","","PM-A","CH21","","","2010-09-10"]
["10002882","ET74","INCUBATEUR","CH21/S200","Technical services","APT-LINE KBF720","960121","WTB.","","A0145","PROD GMP  BUS  APPR OAPP QAPP","1997-06-01","CH20A54052","2010-09-10","M","B101","","PM-A","CH21","","","2010-09-10"]
["10003391","ET80","ETUVE","CH21/S400","Quality Control","VENTICELL 55R","981659","","","A1066","PROD GMP  APPR OAPP QAPP","1998-12-01","CH20A55050","2010-09-10","M","B101","","PM-A","CH21","","","2010-09-10"]
["10002979","ET81","ETUVE","CH21/P300","Pharmaceutical dry forms","BE200","E299.0371","MEMMERT","","A0035","PROD GMP  APPR OAPP QAPP","1999-10-20","CH20A54057","2010-09-10","M","B101","","PM-A","CH21","","","2010-09-10"]
["10002854","ET82","Etuve VC20","CH21/P300","Pharmaceutical dry forms","VC20","31708102","RENGGLI AG","","A1015","PROD GMP  APPR OAPP QAPP","2000-02-24","CH20A54057","2010-09-10","M","B101","","PM-A","CH21","","","2010-09-10"]
["10003048","ET83","Etuve bactériologique","CH21/S400","Quality Control","BE200","E200.0106","MEMMERT","","A1066","PROD GMP  APPR OAPP QAPP","2000-04-10","CH20A55050","2010-09-10","M","B101","","PM-A","CH21","","","2010-09-10"]
["10004117","ET85","Etuve à 22,5°C","CH21/S400","Quality Control","IPP410","R4050108","MEMMERT","","A1089","PROD GMP  APPR OAPP QAPP","2005-12-29","CH20A55050","2010-09-10","M","B101","","PM-A","CH21","","","2010-09-10"]
["10002345","ET86","Incubateur CO2 Forma reach-in","CH21/P118","Zone Production USP2","3851","1000480-1082","ThermoFORMA","","B1072","PROD GMP  BUS  APPR OAPP QAPP","2008-01-11","CH20A54055","2010-09-10","M","B102","","PM-A","CH21","","","2010-09-10"]
["10002342","ET89","Cooled Incubateur KB240","CH21/P118","Zone Production USP2","KB240","03-45045","BINDER","","B1072","PROD GMP  BUS  APPR OAPP QAPP","2008-01-15","CH20A54055","2010-09-10","M","B102","","PM-A","CH21","","","2010-09-10"]
["10004116","ET91","Etuve bacterio.","CH21/S400","Quality Control","INE600700C256","E608.0175","MEMMERT","","A1092","PROD GMP  APPR OAPP QAPP","1990-01-01","CH20A55050","2010-09-10","M","B101","","PM-V2","CH21","","","2010-09-10"]
["10004115","ET92","Etuve bacterio.","CH21/S400","Quality Control","INE600700C256","E608.0176","MEMMERT","","A1092","PROD GMP  APPR OAPP QAPP","1990-01-01","CH20A55050","2010-09-10","M","B101","","PM-V2","CH21","","","2010-09-10"]
["10002340","ET93","Etuve incubateur à 22,5°C+/-2,5°C","CH21/S400","Quality Control","IPP500","R508.0015","MEMMERT","","A1092","PROD GMP  APPR OAPP QAPP","2008-09-01","CH20A55050","2010-09-10","M","B101","","PM-A","CH21","","","2010-09-10"]
["10046089","ET94","Etuve CO2 grande capacité 821 L","CH21/P151","Zone Production USP5 s/sol","ETUVE CO2 821 L","LT319556-00604","FISHER SCIENTIFIC AG / AVANTEC","","B0152","PROD GMP  BUS  APPR OAPP QAPP","2011-04-15","CH20A54055","2011-07-12","M","B102","","PM-A","CH21","","","2011-07-11"]
["10046246","ET95","Incubateur  CO2 Kuhner ISF1-X","CH21/P151","Zone Production USP5 s/sol","ISF1-XC","65001.890","KUHNER AG","","B0152","PROD BUS  APPR OAPP QAPP","2011-07-07","CH20A54055","2011-07-25","M","B102","","PM-A","CH21","","","2011-07-07"]
["10066121","ET97","ET97     Etuve","CH21/P111","Zone  USP1 et USP4","3951","153027805","THERMO FISCHER SCIENTIFIC AG","","B1056","PROD GMP  APPR OAPP QAPP","2014-11-01","CH20A54055","2014-11-07","M","B102","","PM-A","CH21","","","2014-12-01"]
["10067625","ET98","ET98     Etuve","CH21/P111","Zone  USP1 et USP4","3951","23377-883","THERMO FISCHER SCIENTIFIC AG","","B0152","PROD GMP  APPR OAPP QAPP","2015-05-01","CH20A54055","2015-05-06","M","B102","","PM-A","CH21","","","2015-05-01"]
["10067626","ET99","ET99     Etuve","CH21/P111","Zone  USP1 et USP4","3951","23377-884","THERMO FISCHER SCIENTIFIC AG","","B1056","PROD GMP  BUS  APPR OAPP QAPP","2015-05-01","CH20A54055","2015-05-06","M","B102","","PM-A","CH21","","","2015-05-01"]
["10072859","FL","Caisson de filtration armoire anti feu","CH21/S400","Quality Control","EI90","A1101-204454-0717-0","Asecos","","A1080","PROD APPR OAPP QAPP","2017-08-21","CH20A55050","2017-08-21","M","B101","","PM-C6","CH21","","","2017-07-26"]
["10002339","FL05","FLUX LAMINAIRE ADS","CH21/S099","Dispo","PS12/18","9545","ADS LAMINAIRE","","STOCK","OUT  APPR OAPP QAPP","1987-01-01","CH20A54052","2010-09-10","M","","","PM-C6","CH21","","STOCK","2010-09-10"]
["10001136","FL110","FLUX LAMINAIRE BIOHAZARD","CH21/S400/XX35XX08","DIVERS QC. MICROBIOLOGIE","VSE 2000-180","930485.16","SKAN AG","","A1093","PROD GMP  APPR OAPP QAPP","1995-05-11","CH20A55050","2010-09-10","M","B101","","PM-C6","CH21","","","2010-09-10"]
["10002338","FL111","FLUX LAMINAIRE SKAN","CH21/S099","Dispo","HFM2448","","SKAN AG","","HS   (A0","OUT  APPR OAPP QAPP","1995-01-09","CH20A54052","2010-09-10","M","","","PM-C6","CH21","","HS   (A0038)","2010-09-10"]
["10002337","FL112","ARMOIRE MOBILE FLUX LAM.","CH21/S099","Dispo","EC.O.TEC","SA0020","ECOTEC","","STOCK ?","OUT  APPR OAPP QAPP","1990-01-01","CH20A54052","2010-09-10","M","","","PM-C6","CH21","","STOCK ?","2010-09-10"]
["10002336","FL113","ARMOIRE MOBILE FLUX LAM.","CH21/S099","Dispo","EC.O.TEC","SA0021","ECOTEC","","HS    (A","OUT  APPR OAPP QAPP","1990-01-01","CH20A54052","2010-09-10","M","","","PM-C6","CH21","","HS    (A0032)","2010-09-10"]
["10002335","FL117","ARMOIRE MOBILE FLUX LAM.","CH21/S099","Dispo","EC.O.TEC","SA0025","ECOTEC","","STOCK","OUT  APPR OAPP QAPP","1990-01-01","CH20A54052","2010-09-10","M","","","PM-C6","CH21","","STOCK","2010-09-10"]
["10001217","FL120","FL120: FLUX LAMINAIRE SKAN","CH21/P111/XX32XX03","Zone Production   USP4","HFM2448","95060","SKAN AG","","B1056","PROD GMP  BUS  APPR OAPP QAPP","1995-06-15","CH20A54055","2010-09-10","M","B102","","PM-C6","CH21","","","2010-09-10"]
["10005190","FL128","FLUX TRAITEMENT D'AIR","CH21/S099","Dispo","HFM2448","","SKAN AG","","B00TENTE","STO  GMP  BUS  APPR OAPP QAPP","1995-01-09","CH20A54052","2010-09-10","M","B102","","","CH21","","","2010-09-10"]
["10001189","FL129","FL129: FLUX LAMINAIRE SKAN","CH21/P111/XX31XX05","Zone  USP1","95498-3P","95498-3P","SKAN AG","","B1065","PROD GMP  BUS  APPR OAPP QAPP","1996-01-28","CH20A54055","2010-09-10","M","B102","","PM-C6","CH21","","","2010-09-10"]
["10001178","FL130","FLUX LAMINAIRE SKAN","CH21/P111/XX31XX08","Zone Bio. Amplification cellulaire A0157","LFM 36X72","045841","SKAN AG","","A0157","PROD GMP  BUS  APPR OAPP QAPP","1996-02-01","CH20A54055","2010-09-10","M","B101","","PM-C6","CH21","","","2010-09-10"]
["10000940","FL131","SAS A FLUX LAMINAIRE","CH21/P128/XX31XX02","Zone  DSP2","","","ADS LAMINAIRE","","B10130","PROD GMP  APPR OAPP QAPP","1996-03-01","CH20A54055","2010-09-10","M","B102","","PM-C6","CH21","","","2010-09-10"]
["10000776","FL135","FLUX LAMINAIRE SKAN","CH21/P122/XX31XX04","Zone DSP4","VFC90","97043","SKAN AG","","B10150","PROD GMP  BUS  APPR OAPP QAPP","1997-04-01","CH20A54055","2010-09-10","M","B102","","PM-C6","CH21","","","2010-09-10"]
["10000840","FL136","SAS A FLUX LAMINAIRE","CH21/P122/XX31XX04","Zone DSP4","LFS 30X30","96305/1","SKAN AG","","B10144","PROD GMP  APPR OAPP QAPP","1997-05-01","CH20A54055","2010-09-10","M","B102","","PM-C6","CH21","","","2010-09-10"]
["10000846","FL137","SAS A FLUX LAMINAIRE","CH21/P122/XX31XX04","Zone DSP4","LFS 36X30","96305/2","SKAN AG","","B10149","PROD GMP  APPR OAPP QAPP","1997-05-01","CH20A54055","2010-09-10","M","B102","","PM-C6","CH21","","","2010-09-10"]
["10000675","FL140","Sas flux laminaire","CH21/P302/___FL140","Sas flux laminaire","FL140","980174.01","EREA","","M0023-M0","PROD GMP  APPR OAPP QAPP","1998-12-31","CH20A54057","2010-09-10","M","B103","","PM-C6","CH21","","","2010-09-10"]
["10001087","FL141","Sas flux laminaire","CH21/P302/___FL141","Sas flux laminaire","FL141","980174.02","EREA","","M0017-M0","PROD GMP  APPR OAPP QAPP","1998-12-31","CH20A54057","2010-09-10","M","B103","","PM-C6","CH21","","","2010-09-10"]
["10000771","FL142","SAS A FLUX LAMINAIRE","CH21/P302/___FL142","Sas flux laminaire","FL142","980174.03","EREA","","M0035-M0","PROD GMP  APPR OAPP QAPP","1998-12-31","CH20A54057","2010-09-10","M","B103","","PM-C6","CH21","","","2010-09-10"]
["10000770","FL143","SAS A FLUX LAMINAIRE","CH21/P302/___FL143","Sas flux laminaire","FL143","980174.04","EREA","","M0034-M0","PROD GMP  APPR OAPP QAPP","1998-12-31","CH20A54057","2010-09-10","M","B103","","PM-C6","CH21","","","2010-09-10"]
["10001072","FL144","SAS A FLUX LAMINAIRE","CH21/P302/___FL144","Sas flux laminaire","FL144","980174.05","EREA","","M0023-M0","PROD GMP  APPR OAPP QAPP","1998-12-31","CH20A54057","2010-09-10","M","B103","","PM-C6","CH21","","","2010-09-10"]
["10001067","FL147","Flux laminaire poste sécurité biologique","CH21/P302/XX30XX06","Zone  satellite  ligne  2","VSE2000-120","970402.37","SKAN AG","","M0026","PROD GMP  APPR OAPP QAPP","1998-12-31","CH20A54057","2010-09-10","M","B103","","PM-C6","CH21","","","2010-09-10"]
["10001148","FL148","FLUX LAMINAIRE","CH21/U900/____CL77/RL02","Recycleur autonome","13690","213","TUBALEX","","M0024","PROD GMP  BUS  APPR OAPP QAPP","1998-12-31","CH20A54057","2010-09-10","M","B103","","PM-C6","CH21","","","2010-09-10"]
["10000071","FL149","FLUX LAMINAIRE low humidity cabinet","CH21/P302/XX30XX05","Zone chambre blanche ligne  2","PBH149","980174.06","EREA","SMF_FDF_2","M0017","PROD GMP  APPR OAPP QAPP","1998-12-31","CH20A54057","2010-09-10","M","B103","","PM-C6","CH21","","","2010-09-10"]
["10001125","FL153","FLUX LAMINAIRE ( pas de préfiltre)","CH21/S400/XX31XX06","IPC Biotechnologie","VFL90","97015901","SKAN AG","","B00TENTE","STO  GMP  APPR OAPP QAPP","1998-01-05","CH20A55050","2010-09-10","M","B101","","PM-C6","CH21","","","2010-09-10"]
["10001049","FL154","FLUX LAMINAIRE (pas de préfiltre)","CH21/P122/XX31XX04","Zone DSP4","VFL90","97034801","SKAN AG","","S0139","PROD GMP  BUS  APPR OAPP QAPP","1998-02-01","CH20A55050","2010-09-10","M","B108","","PM-C6","CH21","","","2010-09-10"]
["10000961","FL157","FLUX LAMINAIRE","CH21/P110/XX32XX02","Zone Prod Biotech s/sol USP3","VFC90","970348.02","SKAN AG","","B0154","PROD GMP  BUS  APPR OAPP QAPP","1998-10-01","CH20A55050","2010-09-10","M","B102","","PM-C6","CH21","","","2010-09-10"]
["10001071","FL160","FLUX LAMINAIRE Préparation","CH21/U900/____CL76/RL01","Recycleur autonome","13551","211","TUBALEX","","M0035","PROD GMP  BUS  APPR OAPP QAPP","1998-12-31","CH20A54057","2010-09-10","M","B103","","PM-C6","CH21","","","2010-09-10"]
["10001056","FL163","FLUX LAMINAIRE Capsulage","CH21/U900/____CL76/RL02","Recycleur autonome","SKAN MODULAIRE","99421","SKAN AG","","M0037","PROD GMP  BUS  APPR OAPP QAPP","1999-11-15","CH20A54057","2010-09-10","M","B103","","PM-C6","CH21","","","2010-09-10"]
["10002332","FL164","FLUX LAMINAIRE","CH21/S099","Dispo","","","SKAN AG","","?? B....","OUT  APPR OAPP QAPP","1990-01-01","CH20A54052","2010-09-10","M","","","PM-C6","CH21","","?? B....","2010-09-10"]
["10001106","FL168","Flux laminaire unidirectionnel","CH21/P111/XX31XX09","Zone Bio. Amplification cellulaire A0152","3X MODULAIRE","01067-C","SKAN AG","","A0152","PROD GMP  BUS  APPR OAPP QAPP","2001-09-13","CH20A54055","2010-09-10","M","B101","","PM-C6","CH21","","","2010-10-05"]
["10002334","FL17","FLUX LAMINAIRE ADS","CH21/S099","Dispo","PS12/16","10159","ADS LAMINAIRE","","STOCK","OUT  APPR OAPP QAPP","1989-01-01","CH20A54052","2010-09-10","M","","","PM-C6","CH21","","STOCK","2010-09-10"]
["10000183","FL172","SAS A FLUX LAMINAIRE \"passe plat\"","CH21/P128/XX31XX02","Zone  DSP2","LFS 24X24","94398/3","SKAN AG","","B10116","PROD GMP  APPR OAPP QAPP","2005-03-03","CH20A54055","2010-09-10","M","B102","","PM-C6","CH21","","","2010-09-10"]
["10000647","FL173","FLUX LAMINAIRE SKAN","CH21/P120/XX31XX03","Zone DSP3","HEX 180 TS","2602700.03","SKAN AG","","B10128","PROD GMP  BUS  APPR OAPP QAPP","2007-04-01","CH20A54055","2010-09-10","M","B102","","PM-C6","CH21","","","2010-09-10"]
["10045346","FL177","FL177    Flux laminaire","CH21/P306/XX30XX09","Zone satellite ligne 6","FLORIDA.III.2.812DF","12101390","BLEYMEHL","","B0067","PROD GMP  BUS  APPR OAPP QAPP","2011-07-15","CH20A54057","2011-04-12","M","B102","","PM-C6","CH21","","","2012-06-29"]
["10045347","FL178","FL178    Flux laminaire","CH21/P306/XX30XX09","Zone satellite ligne 6","FLORIDA.III.2.812DF","12101391","BLEYMEHL","","B0066","PROD GMP  BUS  APPR OAPP QAPP","2011-07-15","CH20A54057","2011-04-12","M","B102","","PM-C6","CH21","","","2012-06-29"]
["10058243","FL180","Flux laminaire  caisson HEPA B0044","CH21/U900/___FL180","Flux laminaire  caisson HEPA B0044","ALPIQ","FL180","STULZ GmbH","","B0044","PROD GMP  BUS  APPR OAPP QAPP","2012-06-08","CH20A54052","2012-05-04","M","B102","","PM-C6","CH21","","","2012-08-06"]
["10062068","FL181","FL181      FLUX LAMINAIRE SKAN","CH21/P303/XX30XX03","Zone satellite lignes 3 et 5","SKANAIR MODILAIRE ISO5","N/A","SKAN AG","","B0042","PROD GMP  BUS  APPR OAPP QAPP","2013-06-01","CH20A54057","2013-06-11","M","B102","","PM-C6","CH21","","","2013-06-30"]
["10062547","FL182","Flux laminaire 1","CH21/S400/XX35XX11","Zone QC. Incoming K0014,13,12","BPF3636","7378","B.Courtois SA","","K0014","PROD GMP  APPR OAPP QAPP","2013-12-09","CH20A55050","2013-08-28","M","B104","","PM-C6","CH21","","","2013-12-09"]
["10062548","FL183","Flux laminaire  2","CH21/S400/XX35XX11","Zone QC. Incoming K0014,13,12","BFL4836","7377","B.Courtois SA","","K0014","PROD GMP  APPR OAPP QAPP","2013-12-09","CH20A55050","2013-08-28","M","B104","","PM-C6","CH21","","","2013-12-09"]
["10065959","FL184","FLUX LAMINAIRE autonome LAF","CH21/P302/XX30XX05","Zone chambre blanche ligne  2","BPF PF OR 60.30","N/A","Bruno Courtois SA","","M0034-35","PROD GMP  APPR OAPP QAPP","2014-08-11","CH20A54057","2014-10-08","M","B103","","PM-C6","CH21","","","2014-10-27"]
["10067212","FL185","FL185     Flux autonome","CH21/P303/XX30XX03","Zone satellite lignes 3 et 5","BPFPFOR","MSCH-2","BRUNO COURTOIS SA","","B0036","PROD GMP  APPR OAPP QAPP","2015-03-01","CH20A54057","2015-02-09","M","B102","","PM-C6","CH21","","","2015-03-01"]
["10070025","FL186","FL186: FLUX LAMINAIRE","CH21/S400/XX35XX08","DIVERS QC. MICROBIOLOGIE","OLIS1800","OLIS19803","Noroit","","A1093","PROD GMP  APPR OAPP QAPP","2016-05-11","CH20A55050","2016-05-12","M","B101","","PM-C6","CH21","",""]
["10070171","FL187","FL187  Flux laminaire , passe chariot","CH21/P111/XX31XX05","Zone  USP1","N/A","N/A","STC SERRURERIE TOLERIE","","B1042-95","PROD GMP  BUS  APPR OAPP QAPP","2016-03-01","CH20A54055","2016-06-06","M","B102","","PM-C6","CH21","","","2016-07-01"]
["10072576","FL188","FL188  Flux laminaire ,SAS passe chariot","CH21/P111/XX32XX03","Zone Production   USP4","910 SAS V 15/14","N/A","ERMAFLUX","","B1056-58","PROD GMP  BUS  APPR OAPP QAPP","2017-05-15","CH20A54055","2017-06-28","M","B102","","PM-C6","CH21","","","2017-06-15"]
["10072989","FL189","FL189  MAL B00121 B00103-suite 3","CH21/P303/XX30XX03","Zone satellite lignes 3 et 5","910 SAS V 11/10","AJ/SJ/07810/08/17E","ERMAFLUX","","B00121","PROD GMP  BUS  APPR OAPP QAPP","2017-09-01","CH20A54057","2017-09-07","M","B102","","PM-C6","CH21","","","2017-12-04"]
["10072990","FL190","FL190  MAL B00120 B0044-suite 5","CH21/P305/XX30XX03","Zone satellite lignes 5","910 SAS V 11/10","AJ/SJ/07810/08/17E","ERMAFLUX","","B00121","PROD GMP  BUS  APPR OAPP QAPP","2017-09-01","CH20A54057","2017-09-07","M","B102","","PM-C6","CH21","","","2017-12-04"]
["10072991","FL191","FL191  MAL B00120 B0044 - suite 5","CH21/P305/XX30XX03","Zone satellite lignes 5","910 SAS V 11/10","AJ/SJ/07810/08/17E","ERMAFLUX","","B00121","PROD GMP  BUS  APPR OAPP QAPP","2017-09-01","CH20A54057","2017-09-07","M","B102","","PM-C6","CH21","","","2017-12-04"]
["10072992","FL192","FL192  LAF  Passe cuve suite 5","CH21/P305","Pharmaceutical - ligne 5","","17112423_CF2PJS","Rosin","","B0007","PROD GMP  BUS  APPR OAPP QAPP","2017-09-01","CH20A54052","2017-09-07","M","B102","","PM-C6","CH21","","","2018-01-09"]
["10072993","FL193","FL193    B00121 - suite 3","CH21/P303/XX30XX03","Zone satellite lignes 3 et 5","100PSFL 10/10","AJ/SJ/07810/08/17E","ERMAFLUX","","B00121","PROD GMP  BUS  APPR OAPP QAPP","2017-09-01","CH20A54057","2017-09-07","M","B102","","PM-C6","CH21","","","2017-12-04"]
["10072994","FL194","FL194  LAF  suite 3","CH21/P303","Pharmaceutical - ligne 3","100PSFL30/13","AG/CD/07855/09/17","Ermaflux","","B00121","PROD GMP  BUS  APPR OAPP QAPP","2017-09-01","CH20A54057","2017-09-07","M","B102","","PM-C6","CH21","","","2018-01-09"]
["10072995","FL195","FL195    B00120 - suite 5","CH21/P305/XX30XX03","Zone satellite lignes 5","100PSFL 10/10","AJ/SJ/07810/08/17E","ERMAFLUX","","B00121","PROD GMP  BUS  APPR OAPP QAPP","2017-09-01","CH20A54057","2017-09-07","M","B102","","PM-C6","CH21","","","2017-12-04"]
["10072996","FL196","FL196       B00120 - suite 5","CH21/P305/XX30XX03","Zone satellite lignes 5","100PSFL 10/10","AJ/SJ/07810/08/17E","ERMAFLUX","","B00121","PROD GMP  BUS  APPR OAPP QAPP","2017-09-01","CH20A54057","2017-09-07","M","B102","","PM-C6","CH21","","","2017-12-04"]
["10072997","FL197","FL197 LAF Passe chariot suite 3 B103/111","CH21/P303","Pharmaceutical - ligne 3","","17112423_CF4PJS","Rosin","","B00121","PROD GMP  BUS  APPR OAPP QAPP","2017-09-01","CH20A54052","2017-09-07","M","B102","","PM-C6","CH21","","","2018-01-09"]
["10073007","FL198","FL198 LAF pour MB66 suite 3","CH21/P303","Pharmaceutical - ligne 3","LAF-UNIT 12074","P.17.05847_1-01","Franz Ziel","","B00121","PROD GMP  BUS  APPR OAPP QAPP","2017-09-01","CH20A54057","2017-09-07","M","B102","","PM-C6","CH21","","","2018-01-09"]
["10073008","FL199","FL199 SAS habillage  suite 3  ( FL104)","CH21/P303","Pharmaceutical - ligne 3","MODULAIR","LPLA110201711-1","","","B0043","PROD GMP  BUS  APPR OAPP QAPP","2018-01-06","CH20A54057","2017-09-08","M","B102","","PM-C6","CH21","","","2018-01-31"]
["10073010","FL201","FL201 SAS habillage  suite 3  ( FL105-7)","CH21/P303","Pharmaceutical - ligne 3","MODULAIR","LPLA110201711-3","EUROFLUX","","B0037","PROD GMP  BUS  APPR OAPP QAPP","2017-12-01","CH20A54057","2017-09-08","M","B102","","PM-C6","CH21","","","2018-01-06"]
["10073015","FL202","FL202: FLUX LAMINAIRE,  chambre froide","CH21/P111/XX32XX03","Zone Production   USP4","FFU-S-EC/10V-1206-T-AV","N/A","PA PRODUCTS","","B1057","PROD GMP  BUS  APPR OAPP QAPP","2017-06-01","CH20A54055","2017-09-12","M","B102","","PM-C6","CH21","","","2017-06-15"]
["10073153","FL203","FL203:  Flux laminaire suite 2","CH21/P302/XX30XX05","Zone chambre blanche ligne  2","N/A","N/A","BRUNO COURTOIS SA","","M0034","PROD GMP  APPR OAPP QAPP","2017-05-05","CH20A54057","2017-10-02","M","B103","","PM-C6","CH21","","","2017-11-10"]
["10074144","FL204","FL204 Flux laminaire B0044","CH21/P305","Pharmaceutical - ligne 5","FFU GR25C-61D.BA.CR","12.01-1M1","ZIEHL-ABEGG SCHWEIZ AG","","B0044","PROD GMP  BUS  APPR OAPP QAPP","2017-11-24","CH20A54052","2017-11-17","M","B102","","PM-C6","CH21","","Perdu (LSA","2017-12-04"]
["10074145","FL205","FL205 Flux laminaire B0044","CH21/P305","Pharmaceutical - ligne 5","FFU GR25C-61D.BA.CR","12.01-2M1","ZIEHL-ABEGG SCHWEIZ AG","","B0044","PROD GMP  BUS  APPR OAPP QAPP","2017-11-24","CH20A54052","2017-11-17","M","B102","","PM-C6","CH21","","Perdu (LSA","2017-12-04"]
["10074146","FL206","FL206 Flux laminaire B0044","CH21/P305","Pharmaceutical - ligne 5","FFU GR25C-61D.BA.CR","12.01-3M1","ZIEHL-ABEGG SCHWEIZ AG","","B0044","PROD GMP  BUS  APPR OAPP QAPP","2017-11-24","CH20A54052","2017-11-17","M","B102","","PM-C6","CH21","","Perdu (LSA","2017-12-04"]
["10074147","FL207","FL207 Flux laminaire B0044","CH21/P305","Pharmaceutical - ligne 5","FFU GR25C-61D.BA.CR","12.02-1M1","ZIEHL-ABEGG SCHWEIZ AG","","B0044","PROD GMP  BUS  APPR OAPP QAPP","2017-11-24","CH20A54052","2017-11-17","M","B102","","PM-C6","CH21","","Perdu (LSA","2017-12-04"]
["10074148","FL208","FL208 Flux laminaire B0044","CH21/P305","Pharmaceutical - ligne 5","FFU GR31V-61K.BD.1R","12.02-2M1","ZIEHL-ABEGG SCHWEIZ AG","","B0044","PROD GMP  BUS  APPR OAPP QAPP","2017-11-24","CH20A54052","2017-11-17","M","B102","","PM-C6","CH21","","Perdu (LSA","2017-12-04"]
["10074149","FL209","FL209 Flux laminaire B0044","CH21/P305","Pharmaceutical - ligne 5","FFU GR31V-61K.BD.1R","12.02-3M1","ZIEHL-ABEGG SCHWEIZ AG","","B0044","PROD GMP  BUS  APPR OAPP QAPP","2017-11-24","CH20A54052","2017-11-17","M","B102","","PM-C6","CH21","","Perdu (LSA","2017-12-04"]
["10001010","FL21","FLUX LAMINAIRE GELAIRE","CH21/S400/XX35XX09","Divers zone QC. Chemistry","S 254","82973","SKAN AG","","A1080","PROD GMP  BUS  APPR OAPP QAPP","1988-05-01","CH20A55050","2010-09-10","M","B101","","PM-C6","CH21","","","2010-09-10"]
["10074150","FL210","FL210 Flux laminaire B0044","CH21/P305","Pharmaceutical - ligne 5","FFU GR31V-61K.BD.1R","12.03-1M1","ZIEHL-ABEGG SCHWEIZ AG","","B0044","PROD GMP  BUS  APPR OAPP QAPP","2017-11-24","CH20A54052","2017-11-17","M","B102","","PM-C6","CH21","","Perdu (LSA","2017-12-04"]
["10074151","FL211","FL211 Flux laminaire B0044","CH21/P305","Pharmaceutical - ligne 5","FFU GR31V-61K.BD.1R","12.03-2M1","ZIEHL-ABEGG SCHWEIZ AG","","B0044","PROD GMP  BUS  APPR OAPP QAPP","2017-11-24","CH20A54052","2017-11-17","M","B102","","PM-C6","CH21","","Perdu (LSA","2017-12-04"]
["10074152","FL212","FL212 Flux laminaire B0044","CH21/P305","Pharmaceutical - ligne 5","FFU GR31V-61K.BD.1R","12.03-3M1","ZIEHL-ABEGG SCHWEIZ AG","","B0044","PROD GMP  BUS  APPR OAPP QAPP","2017-11-24","CH20A54052","2017-11-17","M","B102","","PM-C6","CH21","","Perdu (LSA","2017-12-04"]
["10074153","FL213","FL213 Flux laminaire B0044","CH21/P305","Pharmaceutical - ligne 5","FFU GR31V-61K.BD.1R","12.04-1M1","ZIEHL-ABEGG SCHWEIZ AG","","B0044","PROD GMP  BUS  APPR OAPP QAPP","2017-11-24","CH20A54052","2017-11-17","M","B102","","PM-C6","CH21","","Perdu (LSA","2017-12-04"]
["10074154","FL214","FL214 Flux laminaire B0044","CH21/P305","Pharmaceutical - ligne 5","FFU GR28V-61K.BA.1R","12.04-2M1","ZIEHL-ABEGG SCHWEIZ AG","","B0044","PROD GMP  BUS  APPR OAPP QAPP","2017-11-24","CH20A54052","2017-11-17","M","B102","","PM-C6","CH21","","Perdu (LSA","2017-12-04"]
["10074155","FL215","FL215 Flux laminaire B0044","CH21/P305","Pharmaceutical - ligne 5","FFU GR28V-61K.BA.1R","12.04-3M1","ZIEHL-ABEGG SCHWEIZ AG","","B0044","PROD GMP  BUS  APPR OAPP QAPP","2017-11-24","CH20A54052","2017-11-17","M","B102","","PM-C6","CH21","","Perdu (LSA","2017-12-04"]
["10074156","FL216","FL216 Flux laminaire B0044","CH21/P305","Pharmaceutical - ligne 5","FFU GR28V-61K.BA.1R","12.05-1M1","ZIEHL-ABEGG SCHWEIZ AG","","B0044","PROD GMP  BUS  APPR OAPP QAPP","2017-11-24","CH20A54052","2017-11-17","M","B102","","PM-C6","CH21","","Perdu (LSA","2017-12-04"]
["10074157","FL217","FL217 Flux laminaire B0044","CH21/P305","Pharmaceutical - ligne 5","FFU GR28V-61K.BA.1R","12.05-2M1","ZIEHL-ABEGG SCHWEIZ AG","","B0044","PROD GMP  BUS  APPR OAPP QAPP","2017-11-24","CH20A54052","2017-11-17","M","B102","","PM-C6","CH21","","Perdu (LSA","2017-12-04"]
["10074158","FL218","FL218 Flux laminaire B0044","CH21/P305","Pharmaceutical - ligne 5","FFU GR28V-61K.BA.1R","12.05-3M1","ZIEHL-ABEGG SCHWEIZ AG","","B0044","PROD GMP  BUS  APPR OAPP QAPP","2017-11-24","CH20A54052","2017-11-17","M","B102","","PM-C6","CH21","","Perdu (LSA","2017-12-04"]
["10074159","FL219","FL219 Flux laminaire B0044","CH21/P305","Pharmaceutical - ligne 5","FFU GR28V-61K.BA.1R","12.06-1M1","ZIEHL-ABEGG SCHWEIZ AG","","B0044","PROD GMP  BUS  APPR OAPP QAPP","2017-11-24","CH20A54052","2017-11-17","M","B102","","PM-C6","CH21","","Perdu (LSA","2017-12-04"]
["10074160","FL220","FL220 Flux laminaire B0044","CH21/P305","Pharmaceutical - ligne 5","FFU GR28V-61K.BA.1R","12.06-2M1","ZIEHL-ABEGG SCHWEIZ AG","","B0044","PROD GMP  BUS  APPR OAPP QAPP","2017-11-24","CH20A54052","2017-11-17","M","B102","","PM-C6","CH21","","Perdu (LSA","2017-12-04"]
["10074161","FL221","FL221 Flux laminaire B0044","CH21/P305","Pharmaceutical - ligne 5","FFU GR28V-61K.BA.1R","12.06-3M1","ZIEHL-ABEGG SCHWEIZ AG","","B0044","PROD GMP  BUS  APPR OAPP QAPP","2017-11-24","CH20A54052","2017-11-17","M","B102","","PM-C6","CH21","","Perdu (LSA","2017-12-04"]
["10074162","FL222","FL222 Flux laminaire B0044","CH21/P305","Pharmaceutical - ligne 5","FFU GR28V-61K.BA.1R","12.07-1M1","ZIEHL-ABEGG SCHWEIZ AG","","B0044","PROD GMP  BUS  APPR OAPP QAPP","2017-11-24","CH20A54052","2017-11-17","M","B102","","PM-C6","CH21","","Perdu (LSA","2017-12-04"]
["10074163","FL223","FL223 Flux laminaire B0044","CH21/P305","Pharmaceutical - ligne 5","FFU GR28V-61K.BA.1R","12.07-2M1","ZIEHL-ABEGG SCHWEIZ AG","","B0044","PROD GMP  BUS  APPR OAPP QAPP","2017-11-24","CH20A54052","2017-11-17","M","B102","","PM-C6","CH21","","Perdu (LSA","2017-12-04"]
["10074164","FL224","FL224 Flux laminaire B0044","CH21/P305","Pharmaceutical - ligne 5","FFU GR28V-61K.BA.1R","12.07-3M1","ZIEHL-ABEGG SCHWEIZ AG","","B0044","PROD GMP  BUS  APPR OAPP QAPP","2017-11-24","CH20A54052","2017-11-17","M","B102","","PM-C6","CH21","","Perdu (LSA","2017-12-04"]
["10074165","FL225","FL225 Flux laminaire B0044","CH21/P305","Pharmaceutical - ligne 5","FFU GR28V-61K.BA.1R","12.08-1M1","ZIEHL-ABEGG SCHWEIZ AG","","B0044","PROD GMP  BUS  APPR OAPP QAPP","2017-11-24","CH20A54052","2017-11-17","M","B102","","PM-C6","CH21","","Perdu (LSA","2017-12-04"]
["10074166","FL226","FL226 Flux laminaire B0044","CH21/P305","Pharmaceutical - ligne 5","FFU GR28V-61K.BA.1R","12.08-2M1","ZIEHL-ABEGG SCHWEIZ AG","","B0044","PROD GMP  BUS  APPR OAPP QAPP","2017-11-24","CH20A54052","2017-11-17","M","B102","","PM-C6","CH21","","Perdu (LSA","2017-12-04"]
["10074167","FL227","FL227 Flux laminaire B0044","CH21/P305","Pharmaceutical - ligne 5","FFU GR28V-61K.BA.1R","12.08-3M1","ZIEHL-ABEGG SCHWEIZ AG","","B0044","PROD GMP  BUS  APPR OAPP QAPP","2017-11-24","CH20A54052","2017-11-17","M","B102","","PM-C6","CH21","","Perdu (LSA","2017-12-04"]
["10074168","FL228","FL228 Flux laminaire B0044","CH21/P305","Pharmaceutical - ligne 5","FFU GR28V-61K.BA.1R","12.09-1M1","ZIEHL-ABEGG SCHWEIZ AG","","B0044","PROD GMP  BUS  APPR OAPP QAPP","2017-11-24","CH20A54052","2017-11-17","M","B102","","PM-C6","CH21","","Perdu (LSA","2017-12-04"]
["10074169","FL229","FL229 Flux laminaire B0044","CH21/P305","Pharmaceutical - ligne 5","FFU GR28V-61K.BA.1R","12.09-2M1","ZIEHL-ABEGG SCHWEIZ AG","","B0044","PROD GMP  BUS  APPR OAPP QAPP","2017-11-24","CH20A54052","2017-11-17","M","B102","","PM-C6","CH21","","Perdu (LSA","2017-12-04"]
["10074170","FL230","FL230 Flux laminaire B0044","CH21/P305","Pharmaceutical - ligne 5","FFU GR28V-61K.BA.1R","12.09-3M1","ZIEHL-ABEGG SCHWEIZ AG","","B0044","PROD GMP  BUS  APPR OAPP QAPP","2017-11-24","CH20A54052","2017-11-17","M","B102","","PM-C6","CH21","","Perdu (LSA","2017-12-04"]
["10074171","FL231","FL231 Flux laminaire B0044","CH21/P305","Pharmaceutical - ligne 5","FFU GR28V-61K.BA.1R","12.10-1M1","ZIEHL-ABEGG SCHWEIZ AG","","B0044","PROD GMP  BUS  APPR OAPP QAPP","2017-11-24","CH20A54052","2017-11-17","M","B102","","PM-C6","CH21","","Perdu (LSA","2017-12-04"]
["10074172","FL232","FL232 Flux laminaire B0044","CH21/P305","Pharmaceutical - ligne 5","FFU GR28V-61K.BA.1R","12.10-2M1","ZIEHL-ABEGG SCHWEIZ AG","","B0044","PROD GMP  BUS  APPR OAPP QAPP","2017-11-24","CH20A54052","2017-11-17","M","B102","","PM-C6","CH21","","Perdu (LSA","2017-12-04"]
["10074384","FL233","FL233 Flux laminaire formulation  B00125","CH21/P305","Pharmaceutical - ligne 5","FFU GR28V-61K.BA.1R","GR28V-61K.BA.1R 12.10-3M1","ZIEHL-ABEGG SCHWEIZ AG","","B00125","PROD GMP  BUS  APPR OAPP QAPP","2017-11-24","CH20A54052","2017-12-12","M","B102","","PM-C6","CH21","","Perdu (LSA","2017-12-13"]
["10074967","FL234","FL234  Flux laminaire B00127","CH21/P303/XX30XX03","Zone satellite lignes 3 et 5","CWIC SYSTEM","MW1076589","M+W Group","System EC","B00127","PROD GMP  EHS  BUS  APPR OAPP QAPP","2017-12-04","CH20A54057","2018-01-15","M","B102","","PM-C6","CH21","","","2017-12-18"]
["10076471","FL235","FL235  SAS habillage  suite 3  ( FL200)","CH21/P303","Pharmaceutical - ligne 3","MODULAIR","#2081050016","EUROFLUX","","B0043","PROD GMP  BUS  APPR OAPP QAPP","2018-05-15","CH20A54057","2018-05-01","M","B102","","PM-C6","CH21","","","2018-05-16"]
["10079196","FL236","FL236 Flux Trémie capsuleuse","","","","","","","","CON  GMP  EHS  BUS  NAPP",null,"CH20A54052","2018-08-27","M","","","","CH21","","","2018-08-01"]
["10079197","FL237","FL236  Flux capsuleuse flacon lliquide","","","","","","","","CON  GMP  EHS  BUS  NAPP",null,"CH20A54052","2018-08-27","M","","","PM-C6","CH21","","","2018-08-01"]
["10079198","FL238","FL238  Flux table déchargemen transfert","","","","","","","","CON  GMP  EHS  BUS  NAPP",null,"CH20A54052","2018-08-27","M","","","PM-C6","CH21","","","2018-08-01"]
["10079199","FL239","FL239  Flux unidirectionnel Lyo.1 & 2","","","","","","","","CON  GMP  EHS  BUS  NAPP",null,"CH20A54052","2018-08-27","M","","","PM-C6","CH21","","","2018-08-01"]
["10079200","FL240","FL240  Flux connexion cuve","","","","","","","","CON  GMP  EHS  BUS  NAPP",null,"CH20A54052","2018-08-27","M","","","PM-C6","CH21","","","2018-08-01"]
["10079201","FL241","FL241 Flux connexion aseptique filtre","","","","","","","","CON  GMP  EHS  BUS  NAPP",null,"CH20A54052","2018-08-27","M","","","PM-C6","CH21","",""]
["10079202","FL242","FL242 Flux convoyage flacon entre ML/US","","","","","","","","CON  GMP  EHS  BUS  NAPP",null,"CH20A54052","2018-08-27","M","","","PM-C6","CH21","",""]
["10079437","FL243","FL243 Flux capsuleuse liquide","","","","","","","","CON  NAPP",null,"CH20A54052","2018-09-14","M","","","PM-C6","CH21","",""]
["10079438","FL244","FL244  Flux trémie capsuleuse liquide","","","","","","","","CON  NAPP",null,"CH20A54052","2018-09-14","M","","","PM-C6","CH21","",""]
["10079439","FL245","FL245  Flux capsuleuse lyoplilisé","","","","","","","","CON  NAPP",null,"CH20A54052","2018-09-14","M","","","PM-C6","CH21","",""]
["10079440","FL246","FL246  Flux trémie capsuleuse lyophilisé","","","","","","","","CON  NAPP",null,"CH20A54052","2018-09-14","M","","","PM-C6","CH21","",""]
["10079701","FL247","FL247: SAS A FLUX LAMINAIRE","","","","","ADS LAMINAIRE","","","CON  NAPP",null,"CH20A54055","2018-10-10","M","B102","","PM-C6","CH21","",""]
["10080767","FL248","FL248  Flux FFU n°1","","","","","","","","CON  GMP  BUS  NAPP",null,"CH20A54052","2018-12-11","M","","","PM-C6","CH21","",""]
["10080768","FL249","FL249  Flux FFU n°2","","","","","","","","CON  GMP  BUS  NAPP",null,"CH20A54052","2018-12-11","M","","","PM-C6","CH21","",""]
["10081008","FL250","FL250 Flux laminaire","CH21/S200","Technical services","720CPR RAI 47/20","","ERMAFLUX","","K0034","CON  GMP  NAPP OREJ",null,"CH20A54052","2019-01-16","M","B104","","PM-C6","CH21","","Perdu (LSA"]
["10081031","FL251","FL251 Flux passe-plat T° ambiante","","","910 SAS V 6/6","","ERMAFLUX","","K0032","CON  GMP  BUS  NAPP",null,"CH20A55050","2019-01-16","M","B104","","PM-C6","CH21","",""]
["10081036","FL252","FL252 Flux passe-plat non ventilé","","","900 MSAS 10/7","","ERMAFLUX","","K0038","CON  GMP  BUS  NAPP",null,"CH20A55050","2019-01-16","M","B104","","PM-C6","CH21","",""]
["10081037","FL253","FL253 Flux passe-plat T° ambiante","","","910 SAS V6/6","","ERMAFLUX","","K0032","CON  GMP  BUS  NAPP",null,"CH20A55050","2019-01-16","M","B104","","PM-C6","CH21","",""]
["10081038","FL254","FL254 Flux passe-plat T° ambiante","","","910 SAS V6/6","","ERMAFLUX","","K0034","CON  GMP  BUS  NAPP",null,"CH20A55050","2019-01-16","M","B104","","PM-C6","CH21","",""]
["10081039","FL255","FL255 Flux passe-plat T° réfrigérée","","","","","","","K0032","CON  GMP  BUS  NAPP",null,"CH20A55050","2019-01-16","M","B104","","PM-C6","CH21","",""]
["10081040","FL256","FL256 Flux passe-plat T° réfrigérée","","","","","","","K0032","CON  GMP  BUS  NAPP",null,"CH20A55050","2019-01-16","M","B104","","PM-C6","CH21","",""]
["10081041","FL257","FL257 Flux passe-plat T° réfrigérée","","","","","","","K0034","CON  GMP  BUS  NAPP",null,"CH20A55050","2019-01-16","M","B104","","PM-C6","CH21","",""]
["10081524","FL258","FL258:Cabine pesée flux laminaire pesée","CH21/P110/XX32XX10","Zone Prod Prep BPS","700CPE-FL 37/19","08303/11/18C","ERMAFLUX","","B0160","PROD GMP  EHS  BUS  APPR OAPP QAPP","2019-03-30","CH20A54055","2019-02-28","M","B102","","PM-C6","CH21","","","2019-04-05"]
["10082459","FL259","FL259  Flux laminaire autonome","","","100 PSFL 13/7","","ERMAFLUX","","B0023","CON  NAPP",null,"CH20A54052","2019-05-17","M","","","PM-C6","CH21","",""]
["10002333","FL49","FLUX LAMINAIRE LUWA","CH21/S099","Dispo","","","LUWA SA","","HS   (B1","OUT  APPR OAPP QAPP","1991-08-15","CH20A54052","2010-09-10","M","","","PM-C6","CH21","","HS   (B1066)","2010-09-10"]
["10001170","FL52","FL52: FLUX LAMINAIRE SKAN","CH21/P170/XX32XX08","Zone Production de Milieu s/sol","VFM 36X72","91431/2","SKAN AG","","B0142","PROD GMP  BUS  APPR OAPP QAPP","1992-01-01","CH20A54055","2010-09-10","M","B102","","PM-C6","CH21","","","2010-09-10"]
["10000971","FL56","FLUX LAMINAIRE SKAN","CH21/S099","Dispo","VF 60X48","91334/6","SKAN AG","","B00TENTE","STO  GMP  BUS  APPR OAPP QAPP","1992-03-01","CH20A54055","2010-09-10","M","B102","","PM-C6","CH21","","","2010-09-10"]
["10000950","FL61","FLUX LAMINAIRE SKAN","CH21/P118/XX32XX07","Zone Production USP2","VF60X36","91334/7","SKAN AG","","B1072","PROD GMP  BUS  APPR OAPP QAPP","1992-03-01","CH20A54055","2010-09-10","M","B102","","PM-C6","CH21","","","2010-09-10"]
["10001193","FL64","FLUX LAMINAIRE SKAN","CH21/P151/XX32XX09","Zone Production USP5 s/sol","VF60X36","91334/11","SKAN AG","","B0152","PROD GMP  BUS  APPR OAPP QAPP","1992-03-01","CH20A54055","2010-09-10","M","B102","","PM-C6","CH21","","","2010-09-10"]
["10000689","FL65","FL65: FLUX LAMINAIRE SKAN","CH21/P111/XX32XX03","Zone Production   USP4","VF60X36","91334/10","SKAN AG","","B1058","PROD GMP  APPR OAPP QAPP","1992-03-01","CH20A54055","2010-09-10","M","B102","","PM-C6","CH21","","","2010-09-10"]
["10000952","FL71","FLUX SKAN  (pas de préfi)","CH21/P121/XX31XX01","Zone  DSP1","SKANAIR VFC 90","92 345","SKAN AG","","B1023","PROD GMP  BUS  APPR OAPP QAPP","1992-11-19","CH20A54055","2010-09-10","M","B102","","PM-C6","CH21","","","2010-09-10"]
["10001179","FL73","FL73: FLUX LAMINAIRE SKAN","CH21/P111/XX31XX05","Zone  USP1","VF72X36","92 418/2","SKAN AG","","B1042","PROD GMP  BUS  APPR OAPP QAPP","1993-03-01","CH20A54055","2010-09-10","M","B102","","PM-C6","CH21","","","2010-09-10"]
["10000752","FL78","FLUX  SKAN  (sans préfil)","CH21/P128/XX31XX02","Zone  DSP2","VCF 120","93110","SKAN AG","","B10116","PROD GMP  BUS  APPR OAPP QAPP","1993-10-13","CH20A54055","2010-09-10","M","B102","","PM-C6","CH21","","","2010-09-10"]
["10001159","FL79","FLUX LAMINAIRE SKAN","CH21/S400/XX35XX09","Divers zone QC. Chemistry","VSE 2000120","93288","SKAN AG","","A1080","PROD GMP  BUS  APPR OAPP QAPP","1993-10-29","CH20A55050","2010-09-10","M","B101","","PM-C6","CH21","","","2010-09-10"]
["10000736","FL96","SAS A FLUX LAMINAIRE","CH21/P121/XX31XX01","Zone  DSP1","LFS 24X24","94398/2","SKAN AG","","B1017","PROD GMP  APPR OAPP QAPP","1995-01-01","CH20A54055","2010-09-10","M","B102","","PM-C6","CH21","","","2010-09-10"]
["10001122","FL97","SAS A FLUX LAMINAIRE","CH21/P121/XX31XX01","Zone  DSP1","LFS 24X24","94398/1","SKAN AG","","B1024","PROD GMP  APPR OAPP QAPP","1995-01-01","CH20A54055","2010-09-10","M","B102","","PM-C6","CH21","","","2010-09-10"]
["10000962","FL98","HOTTE FLUX LAMINAIRE SKAN","CH21/P303/XX30XX03","Zone satellite lignes 3 et 5","BIOHAZARD VSE2000/120","","BIOHAZARD","","B0041","PROD GMP  APPR OAPP QAPP","1995-01-01","CH20A54057","2010-09-10","M","B102","","PM-C6","CH21","","","2010-09-10"]
["10059346","FO","Four à colonne CHAINE HPLC","CH21/S099","Dispo","N/A","M075MC767E","WATERS AG","","B00TENTE","STO  BUS  APPR OAPP QAPP","2009-12-01","CH20A54055","2012-08-28","M","B101","","","CH21","","","2012-08-28"]
["10060019","FO","Four associé au coulomètre","CH21/S400","Quality Control","USB OVEN SAMPLE PROCESSOR 874","1874001006150","METROHM SCHWEIZ AG","","A1080","PROD GMP  BUS  APPR OAPP QAPP","2012-12-01","CH20A55050","2012-12-11","M","B101","","PM-V1","CH21","","","2012-12-31"]
["10063300","FO","Four à colonne CHAINE HPLC","CH21/P150/___HP546","Chaîne  HPLC   Alliance","ALLIANCE","CO6SMH119E","WATERS AG","","A1017","PROD GMP  APPR OAPP QAPP","1996-08-01","CH20A54055","2013-10-22","M","B101","","PM-V1","CH21","","","2013-10-22"]
["10064273","FO","Four Büchi","CH21/S400","Quality Control","B-414/B-440","1000037843/1000037844","BUCHI","","A1080","PROD GMP  APPR OAPP QAPP","2014-01-28","CH20A55050","2014-01-28","M","B101","","PM-V2","CH21","","","2014-01-28"]
["10066745","FO","Four combiné (cafétéria)","CH21/S200","Technical services","SCCWE101","E11SH14052402140","RATIONAL","","A0052","PROD APPR OAPP QAPP","2014-06-01","CH20A54052","2015-01-05","M","B101","","PM-G","CH21","","","2014-06-01"]
["10067732","FO","Four à colonne CHAINE HPLC","CH21/P150/___HP546","Chaîne  HPLC   Alliance","CHM","D15CHM655M","WATERS AG","","A1017","PROD GMP  APPR OAPP QAPP","2015-05-26","CH20A54055","2015-06-02","M","B101","","PM-V1","CH21","","","2015-06-05"]
["10069213","FO","Four pour colonne HPLC","CH21/S400","Quality Control","CHM WAT038040","G15CHM766M","WATERS AG","","A1039","PROD GMP  APPR OAPP QAPP","2016-01-01","CH20A55050","2016-01-29","M","B101","","PM-V1","CH21","","","2016-02-01"]
["10070024","FO","Four ThermoMixer C","CH21/S400","Quality Control","5382","5382EP911186","VAUDAUX-EPPENDORF AG.","","A1069","PROD GMP  APPR OAPP QAPP","2016-05-12","CH20A55050","2016-05-12","M","B101","","PM-V1","CH21","","","2016-05-31"]
["10072707","FO","Four Colonne heater-cooler Alliance","CH21/P150/___HP555","HP555  Chaîne HPLC   Alliance","FOUR","D17SMC977G","WATERS AG","","A1017","PROD GMP  APPR OAPP QAPP","2017-06-21","CH20A54055","2017-07-21","M","B101","","PM-V1","CH21","","","2017-08-01"]
["10003174","FO21","FOUR NABERTHERM","CH21/S400","Quality Control","L3/C6","9502017","NABER","","A1078","PROD GMP  APPR OAPP QAPP","1995-05-01","CH20A55050","2010-09-10","M","B101","","PM-V1","CH21","","","2010-09-10"]
["10000079","FO23","FOUR FOD-2\\F","CH21/P302/____FO23","FOUR FOD-2\\F","SD 604","0169","ICOS","SMF_FDF_2","M0023-M0","PROD GMP  BUS  APPR OAPP QAPP","1999-07-01","CH20A54057","2010-09-10","M","B103","","PM-C7","CH21","","","2010-10-05"]
["10000937","FO33","FOUR HPLC WATERS","CH21/S400","Quality Control","MISTRAL","8806750","VARIAN INTERNATIONAL AG","","A0145","STO  GMP  BUS  APPR OAPP QAPP","1997-01-01","CH20A55050","2010-09-10","M","B101","","PM-V1","CH21","","","2010-09-10"]
["10001000","FO35","FOUR CHAINE HPLC","CH21/S400/___HP524","Chaîne HPLC  Alliance 7/8","WATERS","D675MH692M","WATERS AG","","A1066","PROD GMP  APPR OAPP QAPP","1997-06-01","CH20A55050","2010-09-10","M","B101","","PM-V1","CH21","","","2010-09-10"]
["10000797","FO45","FOUR HPLC VARIAN","CH21/F099/___HP511","Chaîne HPLC Varian LC-STAR-11","CRCOCIL","1633","VARIAN INTERNATIONAL AG","","HS A0145","HIST GMP  BUS  APPR OAPP QAPP","1997-10-01","CH20A54054","2010-09-10","M","","","","CH21","","HS A0145","2010-09-10"]
["10001022","FO46","FOUR HPLC VARIAN","CH21/S099","Dispo","MISTRAL","70038","VARIAN INTERNATIONAL AG","","A0145","STO  GMP  APPR OAPP QAPP","1997-10-01","CH20A55050","2010-09-10","M","B101","","PM-V1","CH21","","","2010-09-10"]
["10000733","FO54","FOUR VARIAN","CH21/S400/___HP527","Chaîne HPLC  600  13/14","MISTRAL","80131","VARIAN INTERNATIONAL AG","","A1066","PROD GMP  APPR OAPP QAPP","1998-09-01","CH20A55050","2010-09-10","M","B101","","PM-V1","CH21","","","2010-09-10"]
["10001115","FO55","FOUR","CH21/P152/___HP529","Chaîne HPLC  Alliance 17/18","","H98SMM999M","WATERS AG","","A1023","PROD GMP  APPR OAPP QAPP","1998-11-01","CH20A55050","2010-09-10","M","B101","","PM-V1","CH21","","","2010-09-10"]
["10000946","FO60","FOUR HPLC VARIAN","CH21/S400/____HP39","CHAINE HPLC DIONEX","510","90185","VARIAN AG","","A1066","PROD GMP  APPR OAPP QAPP","1999-12-15","CH20A55050","2010-09-10","M","B101","","PM-V1","CH21","","","2010-10-05"]
["10000479","FO63","FOUR HPLC VARIAN","CH21/S400/___HP536","systéme HPLC   Alliance","","A01SMH394M","VARIAN AG","","A1039","PROD GMP  APPR OAPP QAPP","2001-06-21","CH20A55050","2010-09-10","M","B101","","PM-V1","CH21","","","2010-09-10"]
["10001752","FO70","FOUR A COLONNE Henggler","CH21/P150","Zone  IPC Biotechnologie","ST-85PNP","941189-3","","","A1017","PROD GMP  APPR OAPP QAPP","2005-10-10","CH20A54055","2010-09-10","M","B101","","PM-V1","CH21","","","2010-09-10"]
["10000892","FO71","Four Waters","CH21/S400/___HP540","Chaîne  HPLC   Alliance","","M06SMH433E","WATERS AG","","A1069","PROD GMP  APPR OAPP QAPP","2007-05-21","CH20A55050","2010-09-10","M","B101","","PM-V1","CH21","","","2010-09-10"]
["10002331","FO72","Four Thermobloch","CH21/S400","Quality Control","FB15101","S71418008","FISHER SCIENTIFIC AG / AVANTEC","","A1065","PROD GMP  APPR OAPP QAPP","2007-08-06","CH20A55050","2010-09-10","M","B101","","PM-V1","CH21","","","2010-09-10"]
["10000855","FO73","Four  Pelletier","CH21/S400/___HP539","Chaîne UPLC  Aquity","COLUMN MANAGER ACQUITY","C09UPM825M","WATERS AG","","A1066","PROD GMP  APPR OAPP QAPP","2009-06-19","CH20A55050","2010-09-10","M","B101","","PM-V1","CH21","","","2010-09-10"]
["10000867","FO74","Four à colonne","CH21/P150/___HP542","Chaîne  HPLC   Alliance","2695","","WATERS AG","","A1017","PROD APPR OAPP QAPP","2010-07-12","CH20A54055","2010-09-10","M","B101","","PM-V1","CH21","","","2010-09-10"]
["10041003","FO75","FO75    Four Dépyrogénisation","CH21/P306","Pharmaceutical - ligne 6","LDF-2520-ISO5","A20131073","LYTZEN","","B0023","PROD GMP  EHS  BUS  APPR OAPP QAPP","2013-06-27","CH20A54057","2010-10-07","M","B102","","PM-D1","CH21","","","2013-12-02"]
["10075099","FO78","FO78 Four à colonne CHAINE HPLC","CH21/S400/___HP558","CHAINE HPLC DIONEX","075943","17091229","THERMO FISHER SCIENTIFIC","","A1066","PROD GMP  BUS  APPR OAPP QAPP","2017-08-01","CH20A55050","2018-01-30","M","B101","","PM-V1","CH21","","","2018-02-05"]
["10079422","FO79","FO79 Four Colonne heater-cooler Alliance","CH21/S400/___HP559","CHAINE UPLC Sampler manager","ALLIANCE E2695","F18SMC080G","WATERS AG","","A1066","PROD GMP  APPR OAPP QAPP","2018-06-30","CH20A54055","2018-09-13","M","B101","","PM-V1","CH21","","","2018-10-02"]
["10075310","FT01","FT01  Filtre dégrillage entrée effluent","CH21/U840/____UN03","UNITE DE NEUTRALISATION","","","Colasit","","T0102","PROD EHS  BUS  APPR OAPP QAPP","2017-07-28","CH20A54055","2018-02-14","M","B114","","PM-C5","CH21","","","2018-01-17"]
["10001061","GE05","GROUPE ELECTROGENE Extérieur","CH21/U610/____TG02/GE005","GROUPE ELECTROGENE Extérieur","693","97003000","Caterpilar","","F0006","PROD BUS  APPR OAPP QAPP","1998-10-01","CH20A54052","2010-09-10","M","B107","","PM-H1","CH21","","","2010-09-10"]
["10000669","GE06","GROUPE ELECTROGENE F&F","CH21/U610/____TG04/GE006","GROUPE ELECTROGENE Bât. M  F&F","3508B","97002900","Caterpilar","","M0101","PROD BUS  APPR OAPP QAPP","1998-10-01","CH20A54052","2010-09-10","M","B103","","PM-H1","CH21","","","2010-09-10"]
["10003944","GE07","VARIATEUR DE FREQUENCE","CH21/P120","Zone  DSP3","FC300","010411G066","DANFOSS AG","BULK INT.LH","A0115","STO  GMP  APPR OAPP QAPP","2006-02-17","CH20A54055","2010-09-10","M","B101","","PM-A","CH21","","","2010-09-10"]
["10002635","GF04","SYSTEME  REFROIDISSEMENT","CH21/S200","Technical services","001-7992","910842","HAAKE","","A0146","PROD APPR OAPP QAPP","1994-08-01","CH20A54052","2010-09-10","M","B101","","PM-C3","CH21","","","2010-09-10"]
["10001092","GF07","RESEAU-GROUPE FRIG. -10°C","CH21/U250/____GF07","RESEAU-GROUPE FRIG. -10°C","YCAT44MR7G5150AA","14190","PIRA INTERNATIONAL","","B2004","PROD BUS  APPR OAPP QAPP","1997-05-01","CH20A54052","2010-09-10","M","B102","","PM-C3","CH21","","","2010-09-10"]
["10061764","GF07AF001","aérorefroidisseur 1","CH21/U250/____GF07","RESEAU-GROUPE FRIG. -10°C","GFH090.2B/2-L(0)-F6/4P","400/3824998.0002","GUNTNER","","B2006","PROD EHS  BUS  APPR OAPP QAPP","2013-12-19","CH20A54052","2013-05-14","M","B102","","PM-C3","CH21","","","2013-12-19"]
["10061765","GF07AF002","aérorefroidisseur 2","CH21/U250/____GF07","RESEAU-GROUPE FRIG. -10°C","GFH090.2B/2-L(0)-F6/4P","400/3824998.0001","GUNTNER","","B2006","PROD EHS  BUS  APPR OAPP QAPP","2013-12-19","CH20A54052","2013-05-14","M","B102","","PM-C3","CH21","","","2013-12-19"]
["10061022","GF07CP001","Groupe froid 1","CH21/U250/____GF07","RESEAU-GROUPE FRIG. -10°C","ES-BASIS 065","65S13EN057/1","WALTER MEIER","","B2006","PROD EHS  BUS  APPR OAPP QAPP","2013-12-19","CH20A54052","2013-03-05","M","B102","","PM-C3","CH21","","","2013-12-19"]
["10061023","GF07CP002","Groupe froid 2","CH21/U250/____GF07","RESEAU-GROUPE FRIG. -10°C","ES-BASIS 065","65S13EN057/2","WALTER MEIER","","B2006","PROD EHS  BUS  APPR OAPP QAPP","2013-12-19","CH20A54052","2013-03-05","M","B102","","PM-C3","CH21","","","2013-12-19"]
["10000278","GF22","Groupe froid  pour CL102","CH21/U900/___CL102","CLIM COINSINS CL2","","","","","CC","PROD APPR OAPP QAPP","1990-01-01","CH20A54052","2010-09-10","M","B203","","PM-C3","CH21","","","2010-09-10"]
["10065083","GF26","GF26    Groupe froid  bât M","CH21/U250","Process Chilled  Water","30RBS-120A0091-PE-R410A","M2014016485","CARRIER","","M1000","PROD APPR OAPP QAPP","2014-04-28","CH20A54052","2014-03-28","M","B103","","PM-C3","CH21","","","2014-05-12"]
["10066750","GF27","GF27    Groupe froid  Cafétéria","CH21/U250/____GF27","Groupe froid  Cafétéria   GF27","BRQ1B020MTE","QU306","CUBO PACKS","","A00 EXT","PROD APPR OAPP QAPP","2014-06-01","CH20A54052","2015-01-05","M","B101","","PM-C3","CH21","","","2014-06-01"]
["10071843","GF28","GF28    Groupe froid","CH21/U250","Process Chilled  Water","30RBS-050B","M2017001842","CARRIER","","B2000","PROD APPR OAPP QAPP","2017-02-23","CH20A54052","2017-02-23","M","B102","","PM-C3","CH21","","","2017-03-31"]
["10071844","GF29","GF29    Groupe froid","CH21/U250","Process Chilled  Water","30RBS-050B","M2017001788","CARRIER","","B2000","PROD APPR OAPP QAPP","2017-02-23","CH20A54052","2017-02-23","M","B102","","PM-C3","CH21","","","2017-03-31"]
["10074247","GF30","GF30    Groupe froid  pour CL160","CH21/U900/___CL160","CL160   Climatisation COINSINS","ACQUACIAT LD 15DA","M2017005852","CIAT SA","","CA TOIT","PROD APPR OAPP QAPP","2017-07-01","CH20A54052","2017-11-29","M","B201","","PM-G1","CH21","","","2017-07-01"]
["10045423","GMAO","GMAO pour test SAP-PM","CH21/S200","Technical services","N/A","N/A","","SI/SA 01234567890123","H1018","PROD EHS  APPR OAPP QAPP","2011-04-20","CH20A54052","2011-04-20","M","B107","","PM-O1","CH21","1234567890123456789012345678901234567890","1234567890123456789012345678901234567890","2011-04-20"]
["10075251","GMAO","Groupe Methodes","CH21/S200","Technical services","N/A","N/A","","SI/SA 01234567890123","H1001","PROD EHS  APPR OAPP QAPP","2018-02-07","CH20A54052","2018-02-08","M","B105","","PM-O1","CH21","1234567890123456789012345678901234567890","1234567890123456789012345678901234567890","2018-02-07"]
["10064327","GN","GENERATEUR D'AEROSOL DEHS","CH21/S200","Technical services","ATM226","2261303414","TOPAS","","A0146","PROD APPR OAPP QAPP","2014-01-20","CH20A54052","2014-02-05","M","B101","","PM-V1","CH21","","","2014-03-01"]
["10000296","GN01","Réseau vapeur noire  condensat retour","CH21/U310/____GN01","RESEAU VAPEUR NOIRE","","","GETINGE ALFA AG","","B0166","PROD BUS  APPR OAPP QAPP","1989-01-01","CH20A54052","2010-09-10","M","B102","","PM-C5","CH21","","","2010-09-10"]
["10000994","GN01CD004","Chaudière vapeur noire VN","CH21/U310/____GN01/CD004","Chaudière vapeur noire VN","UNIVERSAL UL-S-5000","","LOOS","","F0005","PROD BUS  APPR OAPP QAPP","1995-03-01","CH20A54052","2010-09-10","M","B107","","PM-C5","CH21","","","2010-09-10"]
["10001120","GN01CD005","Chaudière vapeur noire VN","CH21/U310/____GN01/CD005","Chaudière vapeur noire VN","UL-S-5000","64974","LOOS","","F0005","PROD BUS  APPR OAPP QAPP","2000-12-20","CH20A54052","2010-09-10","M","B107","","PM-C5","CH21","","","2010-10-05"]
["10059993","GN01CH001PO","Pompe circulation condensats  (VCR)","CH21/U310/____GN01/CH001PO01001","Pompe circulation condensats  (VCR)","UNIBLODE 1/H25-6-109-WS-W1/2","120202701002","Herborn","","F0008","PROD BUS  APPR OAPP QAPP","2012-12-06","CH20A54052","2012-12-06","M","B107","","PM-C5","CH21","","","2013-01-01"]
["10059994","GN01CH001PO","Pompe circulation condensats  (VCR)","CH21/U310/____GN01/CH001PO01002","Pompe circulation condensats  (VCR)","UNIBLODE 1/H25-6-109-WS-W1/2","120202701001","Herborn","","F0008","PROD BUS  APPR OAPP QAPP","2012-12-06","CH20A54052","2012-12-06","M","B107","","PM-C5","CH21","","","2013-01-01"]
["10059992","GN01CH001RS001","Cuve récupération condensats VN,VB,VCR","CH21/U310/____GN01/CH001RS001","Cuve récupération condensats VN,VB,VCR","CUVE 8 M3","30840/1","Pass & Co Siegen 5900 Germany","","F0008","PROD BUS  APPR OAPP QAPP","2012-11-30","CH20A54052","2012-12-06","M","B107","","PM-C5","CH21","","","2012-12-06"]
["10068899","GN01DC002","GN01DC002 Distribution VAPEUR VN  Bât. S","CH21/U310/____GN01/DC002","Distribution VAPEUR NOIRE Bât. S  \"PACK\"","N/A","N/A","","","S01","PROD APPR OAPP QAPP","2016-11-01","CH20A54052","2015-11-26","M","B108","","PM-C5","CH21","","","2016-11-01"]
["10000324","GN02","Réseau  Vapeur blanche/pure","CH21/U730/____GN02","VAPEUR BLANCHE RESEAU","","","LOOS","","B0166","PROD GMP  BUS  APPR OAPP QAPP","1989-01-01","CH20A54052","2010-09-10","M","B102","","PM-C1","CH21","","","2010-09-10"]
["10000832","GN02GN004","Générateur V.B.","CH21/U730/____GN02/GN004","Générateur V.B.","VAPOTRON VT3000","2035V","CHRIST AQUA AG","","F0004","PROD GMP  BUS  APPR OAPP QAPP","2010-03-30","CH20A54052","2010-09-10","M","B107","","PM-C1","CH21","","","2010-09-10"]
["10074208","GN02GN005","Générateur  vapeur Vapotron VT4000","CH21/U730/____GN02/GN005","Générateur V.B.","VAPOTRON VT4000","","BWT","","F0004","CON  GMP  BUS  NAPP","2017-11-15","CH20A54052","2017-11-23","M","B107","","PM-C1","CH21","",""]
["10002234","GN05","GENERATEUR D'AEROSOL","CH21/S200","Technical services","TDA5B","10773","ATI Air Techniques Internat.","","A0146","PROD BUS  APPR OAPP QAPP","1996-01-01","CH20A54052","2010-09-10","M","B101","","PM-V1","CH21","","","2010-09-10"]
["10001837","GN07","Générateur d'aérosol","CH21/S200","Technical services","N/A","12467","","","A0146","PROD BUS  APPR OAPP QAPP","1990-01-01","CH20A54052","2010-09-10","M","B101","","PM-V1","CH21","","","2010-09-10"]
["10001587","GN08","Générateur aérosol","CH21/S200","Technical services","V500/180/1.1KW","1045478","Concept Smoke System","","A0146","PROD BUS  APPR OAPP QAPP","2006-03-01","CH20A54052","2010-09-10","M","B101","","PM-V1","CH21","","","2010-09-10"]
["10001569","GN09","Générateur d'aérosol","CH21/S200","Technical services","VC1300/180/1.1KW","1026099/230V","Concept Smoke System","","A0169","PROD APPR OAPP QAPP","2006-11-27","CH20A54052","2010-09-10","M","B101","","PM-V1","CH21","","","2010-09-10"]
["10072102","GN10","GN10  Générateur mobile de vapeur","CH21/S200","Technical services","E-6000","N/A","Cellkraft AB","","B","PROD GMP  APPR OAPP QAPP","2017-03-22","CH20A54052","2017-03-22","M","B102","","PM-C1","CH21","","","2017-03-31"]
["10067422","HA","Hotte de laboratoire","CH21/P152","Zone Production DSP","2-401-SAAAAY","2-401-015657","KOTTERMANN AG","","A1023","PROD EHS  APPR OAPP QAPP","2013-12-01","CH20A54055","2015-03-13","M","B101","","PM-C6","CH21","","","2015-03-11"]
["10076140","HA","Hotte de laboratoire","CH21/P152","Zone Production DSP","2-401-JAAAAY","2-401-015657","KOTTERMANN AG","","A1020","PROD APPR OAPP QAPP","2014-10-01","CH20A54055","2018-04-12","M","B101","","PM-C6","CH21","","","2014-12-01"]
["10003370","HA02","CHAPELLE MOBIL-AIR n°2","CH21/S400","Quality Control","S7811314","","WALDNER SA/2","","A1044","PROD APPR OAPP QAPP","1995-05-01","CH20A55050","2010-09-10","M","B101","","PM-C3","CH21","","","2010-09-10"]
["10004257","HA03","CHAPELLE MOBIL-AIR n°1","CH21/S400","Quality Control","S7811314","","WALDNER SA/2","","A1044","PROD APPR OAPP QAPP","1995-05-01","CH20A55050","2010-09-10","M","B101","","PM-C3","CH21","","","2010-09-10"]
["10001753","HA06","Hotte de ventilation autonome","CH21/P122","Zone DSP4","600 M3/H","R2E160-AD01-45","EBM","","B10145","PROD APPR OAPP QAPP","2005-04-01","CH20A54055","2010-09-10","M","B102","","PM-C6","CH21","","","2010-09-10"]
["10003042","HA07","Hotte d'aspiration","CH21/P121","Zone  DSP1","ASTEC MONAIR 10","20030330390","SKAN AG","","B10134","PROD APPR OAPP QAPP","2005-12-06","CH20A54055","2010-09-10","M","B102","","PM-C6","CH21","","","2010-09-10"]
["10001667","HA08","Hotte chapelle","CH21/P128","Zone  DSP2","1200X900X900","35/00550/101","WALDNER SA/2","","B10114","PROD APPR OAPP QAPP","2005-12-12","CH20A54055","2010-09-10","M","B102","","PM-C6","CH21","","","2010-09-10"]
["10003003","HA09","Cabine pesée Hotte sécurité pour pesée","CH21/P121","Zone  DSP1","HFC-S 1300","307024001","SKAN AG","","B1094","PROD GMP  APPR OAPP QAPP","2007-08-07","CH20A54055","2010-09-10","M","B102","","PM-C6","CH21","","","2010-10-05"]
["10000594","HA10","Hotte: sécurité microbiologique cl. 2","CH21/P151/XX32XX09","Zone Production USP5 s/sol","SC-21200","03080042","Scanlaf","","B0152","PROD GMP  BUS  APPR OAPP QAPP","2008-07-28","CH20A54055","2010-09-10","M","B102","","PM-C6","CH21","","","2010-09-10"]
["10000917","HA11","Hotte:sécurité microbiologique cl. 2","CH21/S400/XX35XX08","DIVERS QC. MICROBIOLOGIE","SC-21200","0580091","Scanlaf","","A1092","PROD GMP  APPR OAPP QAPP","2008-07-31","CH20A55050","2010-09-10","M","B101","","PM-C6","CH21","","","2010-09-10"]
["10000755","HA12","Hotte: sécurité microbiologique cl.2","CH21/P111/XX31XX05","Zone  USP1","SC-21200","0580092","Scanlaf","","B10134","PROD GMP  BUS  APPR OAPP QAPP","2008-07-30","CH20A54055","2010-09-10","M","B102","","PM-C6","CH21","","","2010-09-10"]
["10000224","HA13","Hotte: sécurité microbiologique cl.2","CH21/S400/XX35XX08","DIVERS QC. MICROBIOLOGIE","SC-21800","04080023","Scanlaf","","A1093","PROD GMP  APPR OAPP QAPP","2008-07-16","CH20A55050","2010-09-10","M","B101","","PM-C6","CH21","","","2010-09-10"]
["10000310","HA14","Hotte: sécurité microbiologique cl.2","CH21/S400/XX35XX08","DIVERS QC. MICROBIOLOGIE","SC-21800","04080024","Scanlaf","","A1092","PROD GMP  APPR OAPP QAPP","2008-07-31","CH20A55050","2010-09-10","M","B101","","PM-C6","CH21","","","2010-09-10"]
["10000406","HA15","Chapelle (Sorbonne)","CH21/S400","Quality Control","2-453-GEND,400,16,80,50","N/A","KOTTERMANN AG","","A1069","PROD APPR OAPP QAPP","2009-12-21","CH20A55050","2010-09-10","M","B101","","PM-C6","CH21","","","2010-09-10"]
["10000599","HA16","Chapelle (Sorbonne)","CH21/S400","Quality Control","2-453-GEND,400,16,80,50","N/A","KOTTERMANN AG","","A1069","PROD APPR OAPP QAPP","2009-12-21","CH20A55050","2010-09-10","M","B101","","PM-C6","CH21","","","2010-09-10"]
["10040972","HA18","Chapelle (Sorbonne)","CH21/S400","Quality Control","2-453-LENN,400,16,80,50","2.453.007857","KOTTERMANN AG","","A1078","PROD APPR OAPP QAPP",null,"CH20A55050","2010-10-01","M","B101","","PM-C6","CH21","",""]
["10040973","HA19","Chapelle (Sorbonne)","CH21/S400","Quality Control","2-453-LENN,400,16,80,50","2.453.007858","KOTTERMANN AG","","A1078","PROD APPR OAPP QAPP",null,"CH20A55050","2010-10-01","M","B101","","PM-C6","CH21","",""]
["10043376","HA20","HA20    Chapelle (Sorbonne)","CH21/S400","Quality Control","2-453-GEND,400,16,80,50","N/A","KOTTERMANN AG","","A1065","PROD APPR OAPP QAPP","2010-12-22","CH20A55050","2011-01-14","M","B101","","PM-C6","CH21","","","2011-01-10"]
["10043377","HA21","HA21   Chapelle (Sorbonne)","CH21/S400","Quality Control","2-453-LENN,400,16,80,50","N/A","KOTTERMANN AG","","A1065","PROD APPR OAPP QAPP","2010-12-22","CH20A55050","2011-01-14","M","B101","","PM-C6","CH21","","","2011-01-10"]
["10047446","HA22","Hotte: sécurité microbiologique","CH21/P110/XX32XX02","Zone Prod Biotech s/sol USP3","1200 BASIC MODEL","L09110683","Scanlaf","","B0149","PROD GMP  BUS  APPR OAPP QAPP","2011-11-02","CH20A54055","2011-12-09","M","B102","","PM-C6","CH21","","","2011-11-02"]
["10075296","HA23","HA23  CHAPELLE","CH21/S400","Quality Control","VARIO TOP","2-419-000049","KOTTERMANN AG","","A1066","PROD APPR OAPP QAPP","2018-01-31","CH20A55050","2018-02-13","M","B101","","PM-C6","CH21","","","2018-02-12"]
["10075297","HA24","HA24  CHAPELLE","CH21/S400","Quality Control","EXPLORIS","2-401-022412","KOTTERMANN AG","","A1078","PROD APPR OAPP QAPP","2018-01-31","CH20A55050","2018-02-13","M","B101","","PM-C6","CH21","","","2018-02-12"]
["10081009","HA25","HA25  Chapelle","","","450EDC 40/12","","ERMAFLUX","","K0032","CON  BUS  NAPP",null,"CH20A55050","2019-01-16","M","B104","","PM-C6","CH21","",""]
["10081836","HA26","HA26 Hotte de pesée","","","","","","","","CON  NAPP",null,"CH20A54052","2019-03-21","M","","","PM-C5","CH21","",""]
["10060064","HP","HPLC Alliance E-2695","CH21/S400","Quality Control","E2695","K12SM4521A","WATERS AG","","A1039","PROD GMP  APPR OAPP QAPP","2012-11-15","CH20A55050","2012-12-19","M","B101","X","PM-V1","CH21","","","2013-01-01"]
["10067602","HP","GC Chromatographie gazeuse","CH21/S400","Quality Control","7890B","CN15163108","AGILENT TECHNOLOGIES - MERGED","","A1080","PROD GMP  APPR OAPP QAPP","2015-04-30","CH20A55050","2015-05-01","M","B101","","PM-V1","CH21","Non-Clinical Dvt/Genetics Biomarkers","","2015-05-01"]
["10046801","HP100","HPLC: Alliance","CH21/S400","Quality Control","ALLIANCE","G11SM4772A","WATERS AG","","A1066","PROD GMP  APPR OAPP QAPP","2011-09-15","CH20A55050","2011-09-30","M","B101","X","PM-V1","CH21","","","2011-09-30"]
["10060578","HP101","Chromatographe HPLC,  AKTA  PURE","CH21/P152","Zone Production DSP","AKTA PURE","1680332","GE HEALTHCARE EUROPE GMBH","","A1023","PROD APPR OAPP QAPP","2012-12-18","CH20A54055","2013-01-31","M","B101","","PM-V1","CH21","","","2013-03-04"]
["10070274","HP102","HP102     Chromatographe,  AKTA","CH21/P152","Zone Production DSP","AKTA AVANT 150","2095053","GE HEALTHCARE EUROPE GMBH","","A1023","PROD GMP  APPR OAPP QAPP","2016-06-24","CH20A54055","2016-06-24","M","B101","","PM-V1","CH21","","","2016-06-28"]
["10071880","HP103","HP103  Chariot de chromatographie","CH21/P121","Zone  DSP1","","","SPsolutions-Systems SA","","B1022","CON  NAPP",null,"CH20A54055","2017-03-02","M","B102","","PM-A","CH21","",""]
["10071881","HP104","HP104  Chariot de chromatographie","CH21/P122","Zone DSP4","","","SPsolutions-Systems SA","","B10150","CON  NAPP",null,"CH20A54055","2017-03-02","M","B102","","PM-A","CH21","",""]
["10071882","HP105","HP105  Chariot de chromatographie","CH21/P122","Zone DSP4","","","SPsolutions-Systems SA","","B10148","CON  NAPP",null,"CH20A54055","2017-03-02","M","B102","","PM-A","CH21","",""]
["10071883","HP106","HP106  Chariot de chromatographie","CH21/P122","Zone DSP4","","","SPsolutions-Systems SA","","B10148","CON  NAPP",null,"CH20A54055","2017-03-02","M","B102","","PM-A","CH21","",""]
["10072800","HP107","Colonne HPLC ( procédé r-hLH )","CH21/P122","Zone DSP4","PCG93LL500X75","GB17090039","AGILENT TECHNOLOGIES - MERGED","","B10114","PROD GMP  BUS  APPR OAPP QAPP","2016-11-01","CH20A54055","2017-08-04","M","B102","","PM-A","CH21","","","2017-07-21"]
["10072801","HP108","Colonne HPLC ( procédé r-hLH )","CH21/P122","Zone DSP4","PCG93LL500X75","GB17090040","AGILENT TECHNOLOGIES - MERGED","","B10114","PROD GMP  BUS  APPR OAPP QAPP","2016-11-01","CH20A54055","2017-08-04","M","B102","","PM-A","CH21","","","2017-07-21"]
["10072802","HP109","Colonne HPLC ( procédé r-hFSH )","CH21/P122","Zone DSP4","PCG93LL500X75","GB17090041","AGILENT TECHNOLOGIES - MERGED","","B10149","PROD GMP  BUS  APPR OAPP QAPP","2016-11-01","CH20A54055","2017-08-04","M","B102","","PM-A","CH21","","","2017-07-21"]
["10079416","HP110","HP110 HPLC Alliance E-2695","CH21/S400/___HP560","HP560: CHAINE HPLC Alliance E-2695","E2695","G18SM4055A","WATERS AG","","A1066","PROD GMP  APPR OAPP QAPP","2018-06-30","CH20A55050","2018-09-12","M","B101","X","PM-V1","CH21","","","2018-10-02"]
["10079418","HP111","HP111 UPLC colonne manager","CH21/S400/___HP559","CHAINE UPLC Sampler manager","AQUITY H-CLASS","","WATERS AG","","A1066","PROD GMP  APPR OAPP QAPP","2018-06-30","CH20A55050","2018-09-12","M","B101","","PM-V1","CH21","","","2018-10-02"]
["10001151","HP16","CHARIOT  CHROMATOGRAPHIE","CH21/P122/____HP16","CHARIOT  CHROMATOGRAPHIE","","F01","BIOPASS SA","SMF_DSP_r-hFSH","B10148","PROD GMP  BUS  APPR OAPP QAPP","1994-03-01","CH20A54055","2010-09-10","M","B102","","PM-A","CH21","","","2010-10-05"]
["10001090","HP17","CHARIOT  CHROMATOGRAPHIE","CH21/P122/____HP17","CHARIOT  CHROMATOGRAPHIE","","F02","BIOPASS SA","SMF_DSP_r-hFSH","B10148","PROD GMP  BUS  APPR OAPP QAPP","1994-03-01","CH20A54055","2010-09-10","M","B102","","PM-A","CH21","","","2010-10-05"]
["10000744","HP18","CHARIOT  CHROMATOGRAPHIE","CH21/P122/____HP18","CHARIOT  CHROMATOGRAPHIE","","F03","BIOPASS SA","SMF_DSP_r-hFSH","B10150","PROD GMP  BUS  APPR OAPP QAPP","1994-03-01","CH20A54055","2010-09-10","M","B102","","PM-A","CH21","","","2010-10-05"]
["10000545","HP20","SYSTEME  CHROMATOGRAPHIE","CH21/P122/____HP20","SYSTEME  CHROMATOGRAPHIE","QAE","IMMO/11254","GE HEALTHCARE EUROPE GMBH","","B10152","PROD GMP  APPR OAPP QAPP","1990-01-01","CH20A54055","2010-09-10","M","B102","","PM-A","CH21","","","2010-09-10"]
["10001003","HP23","CHROMATOGRAPHE HPLC","CH21/P122/____HP23","CHROMATOGRAPHE HPLC","POMPE GILSON 305","141266","","","B10152","PROD GMP  APPR OAPP QAPP","1993-04-22","CH20A54055","2010-09-10","M","B102","","PM-A","CH21","","","2010-09-10"]
["10002233","HP26","COLONNE HPLC","CH21/P122","Zone DSP4","250 X 75","958","SEPTECK","SMF_DSP_r-hLH","B1070","PROD GMP  BUS  APPR OAPP QAPP","1994-01-01","CH20A54055","2010-09-10","M","B102","","PM-A","CH21","","","2010-09-10"]
["10001191","HP39","CHAINE HPLC DIONEX","CH21/S400/____HP39","CHAINE HPLC DIONEX","POMPE GP40","95010188","DIONEX (SWITZERLAND) AG","","A1066","PROD GMP  BUS  APPR OAPP QAPP","1995-02-15","CH20A55050","2010-09-10","M","B101","","PM-V1","CH21","","","2010-09-10"]
["10000697","HP45","HP45 CHARIOT CHROMATOGRAPHIE","CH21/P121/____HP45","CHARIOT CHROMATOGRAPHIE","N/A","N/A","CHAPPAZ BLAISE","SMF_DSP_r-hCG","B1022","PROD GMP  BUS  APPR OAPP QAPP","1996-10-07","CH20A54055","2010-09-10","M","B102","","PM-A","CH21","","","2010-09-10"]
["10000643","HP51","CHROMATOGRAPHY SYSTEM","CH21/P122/____HP51","CHROMATOGRAPHY SYSTEM","Q-SPHAROSE FAST-FLOW","","GE HEALTHCARE EUROPE GMBH","","B10149","PROD GMP  BUS  APPR OAPP QAPP","1997-05-01","CH20A54055","2010-09-10","M","B102","","PM-A","CH21","","","2010-09-10"]
["10000777","HP52","CHROMATOGRAPHY SYSTEM","CH21/P122/____HP52","CHROMATOGRAPHY SYSTEM","C18 SILICA HPLC","141287","GILSON-MERK","SMF_DSP_r-hFSH","B10149","PROD GMP  BUS  APPR OAPP QAPP","1997-05-01","CH20A54055","2010-09-10","M","B102","","PM-A","CH21","","","2010-09-10"]
["10002250","HP53","CHROMATOGRAPHY UNIT","CH21/S099","Dispo","","","","","PJ105","OUT  APPR OAPP QAPP","1990-01-01","CH20A54052","2010-09-10","M","","","PM-A","CH21","","PJ105","2010-09-10"]
["10002249","HP54","CHROMATOGRAPHY UNIT","CH21/S099","Dispo","","","","","PJ105","OUT  APPR OAPP QAPP","1990-01-01","CH20A54052","2010-09-10","M","","","PM-A","CH21","","PJ105","2010-09-10"]
["10063301","HP546","système pompe et injecteur HPLC Alliance","CH21/P150/___HP546","Chaîne  HPLC   Alliance","ALLINCE 2695","BO6SM4076A","WATERS AG","","A1017","PROD GMP  APPR OAPP QAPP","1996-08-01","CH20A54055","2013-10-22","M","B101","","PM-V1","CH21","","","2013-10-22"]
["10067380","HP547","HP547     UPLC  Acquity","CH21/S400/___HP547","Chaîne UPLC  Aquity     HP547","AQUITY","G14UPB095A","WATERS AG","","A1066","PROD GMP  APPR OAPP QAPP","2014-09-25","CH20A55050","2015-03-04","M","B101","","PM-V1","CH21","","","2014-11-01"]
["10067426","HP548","HP548     Système: Mobius FlexReady","CH21/P120/___HP548","Système: Mobius FlexReady   HP548","SMTBASEEU","RDP1306005","Merck Millipore Ltd.","","B10128","PROD GMP  EHS  APPR OAPP QAPP","2014-05-01","CH20A54055","2015-03-17","M","B102","","PM-A","CH21","","","2014-09-25"]
["10070138","HP549","HP549    UPLC  Acquity ensemble de base","CH21/P150/___HP549","Chaîne UPLC  Aquity     HP549","AQUITY 176015000","C16UPB679A","WATERS AG","","A1017","PROD GMP  APPR OAPP QAPP","2016-04-27","CH20A54055","2016-05-25","M","B101","","PM-V1","CH21","","","2016-04-27"]
["10070200","HP550","HP550   HPLC Alliance e2695","CH21/S400/___HP550","HP550   Chaîne HPLC   Alliance","ALLIANCE E2695","A16SM4534A","WATERS AG","","A1066","PROD GMP  APPR OAPP QAPP","2016-04-04","CH20A55050","2016-06-13","M","B101","","PM-V1","CH21","","","2016-07-01"]
["10070213","HP551","HP551   HPLC Alliance e2695","CH21/S400/___HP551","HP551   Chaîne HPLC   Alliance","ALLIANCE E2695","A16SM4546A","WATERS AG","","A1066","PROD GMP  APPR OAPP QAPP","2016-04-04","CH20A55050","2016-06-13","M","B101","","PM-V1","CH21","","","2016-07-01"]
["10072435","HP552","HP552  HPLC Alliance 2695","CH21/S400/___HP552","HP552   Chaîne HPLC   Alliance","2695EB","D17SM4629A","WATERS AG","","A1069","PROD GMP  EHS  BUS  APPR OAPP QAPP","2017-05-01","CH20A55050","2017-05-24","M","B101","","PM-V1","CH21","","","2017-06-15"]
["10072438","HP553","HP553  HPLC Alliance 2695","CH21/S400/___HP553","HP553 Chaîne HPLC   Alliance","2695","D17SM4626A","WATERS AG","","A1066","PROD GMP  BUS  APPR OAPP QAPP","2017-05-01","CH20A55050","2017-05-24","M","B101","","PM-V1","CH21","","","2017-07-01"]
["10072441","HP554","HP554     UPLC  Acquity","CH21/S400/___HP554","HP554   Chaîne UPLC  Aquity","ACQUITY","M16UPA526M","WATERS AG","","A1066","PROD GMP  BUS  APPR OAPP QAPP","2017-05-01","CH20A55050","2017-05-24","M","B101","","PM-V1","CH21","","","2017-07-01"]
["10072693","HP555","HP555  Chaîne HPLC   Alliance","CH21/P150/___HP555","HP555  Chaîne HPLC   Alliance","E2695XC","D17SM4586A","WATERS AG","","A1017","PROD GMP  APPR OAPP QAPP","2017-06-21","CH20A54055","2017-07-19","M","B101","","PM-V1","CH21","","","2017-08-01"]
["10074039","HP556","HP556   Chaîne Agilent  GC-CUSTOM","CH21/S400/___HP556","HP556   Chaîne Agilent  GC-CUSTOM","GC7890B SERIES","CN17333120","AGILENT TECHNOLOGIES - MERGED","","A1080","PROD GMP  APPR OAPP QAPP","2017-05-01","CH20A55050","2017-11-09","M","B101","","PM-V1","CH21","","","2017-12-11"]
["10074043","HP557","HP557  Chaine Electrophorèse capillaire","CH21/P150/___HP557","HP557  Chaîne Electrophorèse-autosampler","ICE3","JW1112","Bio-Techne","","A1005","PROD GMP  APPR OAPP QAPP","2017-11-01","CH20A54055","2017-11-09","M","B101","","PM-F","CH21","","","2017-12-15"]
["10075097","HP558","HP558 Chaine HPLC Dionex ICS-5000+Dual P","CH21/S400/___HP558","CHAINE HPLC DIONEX","075926","17090684","THERMO FISHER SCIENTIFIC","","A1066","PROD GMP  BUS  APPR OAPP QAPP","2017-08-01","CH20A55050","2018-01-30","M","B101","","PM-V1","CH21","","","2018-02-05"]
["10000799","HP75","Chormatographe gaz","CH21/S400/____HP75","Chormatographe gaz","HP6890 SERIES","US00028745","HEWLETT-PACKARD (SUISSE) Sàrl","","A1080","PROD GMP  BUS  APPR OAPP QAPP","1999-07-01","CH20A55050","2010-09-10","M","B101","","PM-V1","CH21","","","2010-10-05"]
["10002634","HP76","CHAINE HPLC  avec PC et collecteur","CH21/P152","Zone Production DSP","AKTA EXPLORER","18140300 001265","GE HEALTHCARE EUROPE GMBH","","A1023","PROD APPR OAPP QAPP","2000-09-24","CH20A54055","2010-09-10","M","B101","","PM-V1","CH21","","","2010-10-05"]
["10001982","HP78","Chariot HPLC","CH21/P152","Zone Production DSP","817-807-305","138053","GILSON-MERK","","A0159","PROD GMP  APPR OAPP QAPP","2002-07-16","CH20A54055","2010-09-10","M","B101","","PM-A","CH21","","","2010-09-10"]
["10000526","HP79","CHROMATOGRAPHY SYSTEM","CH21/P122","Zone DSP4","BIOPROCESS GRADIENT SYSTE","01076947","1000001473","SMF_DSP_r-hFSH SAM F","B10148","PROD GMP  BUS  APPR OAPP QAPP","2004-01-30","CH20A54055","2010-09-10","M","B102","","PM-V1","CH21","","","2010-09-10"]
["10004018","HP83","Packing station   (ex: IPL)","CH21/P121","Zone  DSP1","18-1163-74 PACK 50","0224","1000001473","","B1094","PROD GMP  APPR OAPP QAPP","2004-12-03","CH20A54055","2010-09-10","M","B102","","PM-A","CH21","","","2010-09-10"]
["10000347","HP86","CONTROLEUR  module HPLC","CH21/P128","Zone  DSP2","HIPERSEP S","1184-H-06","NOVASEP PROCESS SA","SMF_DSP_r-hIFN G2SFM","B10114","PROD GMP  BUS  APPR OAPP QAPP","2005-11-22","CH20A54055","2010-09-10","M","B102","","PM-A","CH21","","","2010-09-10"]
["10000216","HP87","UPLC binary solvent manager","CH21/S400/___HP539","Chaîne UPLC  Aquity","AQUITY UPLC","186015001","IBM SUISSE","","A1066","PROD GMP  BUS  APPR OAPP QAPP","2006-02-01","CH20A55050","2010-09-10","M","B101","","PM-V1","CH21","","","2010-09-10"]
["10003934","HP89","Chromatographe","CH21/P151","Zone Production USP5 s/sol","AKTA PROCESS","28918861","GE HEALTHCARE EUROPE GMBH","","","PROD BUS  APPR OAPP QAPP","2007-05-01","CH20A54055","2010-09-10","M","B102","","PM-A","CH21","","","2010-09-10"]
["10001585","HP90","Chariot Chromatographie LPLC","CH21/P128","Zone  DSP2","HIPER SEP BIO","1364-H PROJET ON2153","NOVASEP PROCESS SA","SMF_DSP_r-hIFN G2SFM","B1073","PROD GMP  BUS  APPR OAPP QAPP","2008-02-21","CH20A54055","2010-09-10","M","B102","","PM-A","CH21","","","2010-09-10"]
["10001584","HP91","Chariot Chromatographie LPLC","CH21/P128","Zone  DSP2","HIPER SEP BIO","1365-H PROJET ON2153","NOVASEP PROCESS SA","SMF_DSP_r-hIFN G2SFM","B1073","PROD GMP  BUS  APPR OAPP QAPP","2008-02-21","CH20A54055","2010-09-10","M","B102","","PM-A","CH21","","","2010-09-10"]
["10003761","HP92","Système de Chromatographie Skid,","CH21/P120","Zone  DSP3","K-PRIME 40 III,  3 CCP6","M08001","MILLIPORE","","B0144","PROD GMP  BUS  APPR OAPP QAPP","2008-02-07","CH20A54055","2010-09-10","M","B102","","PM-A","CH21","","","2010-09-10"]
["10002580","HP93","AKTA Explorer (Système chromatographie)","CH21/P152","Zone Production DSP","EXPLORER 100","18111241-1381326","GE HEALTHCARE EUROPE GMBH","","A1023","PROD APPR OAPP QAPP","2008-04-09","CH20A54055","2010-09-10","M","B101","","PM-V1","CH21","","","2010-10-05"]
["10002456","HP94","AKTA Explorer (Système chromatographie)","CH21/P152","Zone Production DSP","EXPLORER 100","18111241-1381329","GE HEALTHCARE EUROPE GMBH","","A1023","PROD APPR OAPP QAPP","2008-04-09","CH20A54055","2010-09-10","M","B101","","PM-V1","CH21","","","2010-10-05"]
["10001478","HP95","CONTROLEUR HPLC","CH21/P121","Zone  DSP1","HIPERSEP-LAB-LC110","1078-H05","NOVASEP PROCESS SA","SMF_DSP_r-hCG","B1023","PROD GMP  BUS  APPR OAPP QAPP","2009-01-28","CH20A54055","2010-09-10","M","B102","","PM-V1","CH21","","","2010-09-10"]
["10041400","HP96","HP543    CONTROLEUR CHAINE HPLC","CH21/S400/___HP543","Chaîne HPLC Alliance","ALLIANCE E2696","H10SMH191G","WATERS AG","","A1069","PROD GMP  APPR OAPP QAPP","2010-11-01","CH20A55050","2010-12-06","M","B101","","PM-V1","CH21","","","2010-12-06"]
["10041403","HP97","HP544    CONTROLEUR CHAINE HPLC","CH21/S400/___HP544","Chaîne HPLC Alliance","ALLIANCE E2695","H10SMH222G","WATERS AG","","A1066","PROD GMP  APPR OAPP QAPP","2010-11-16","CH20A55050","2010-12-06","M","B101","","PM-V1","CH21","","","2010-12-06"]
["10044950","HP98","Chariot Chromatographie","CH21/P121","Zone  DSP1","","","CONNECTORS","SMF_DSP_r-hCG","B1042","PROD GMP  BUS  APPR OAPP QAPP","2011-02-01","CH20A54055","2011-02-25","M","B102","","PM-A","CH21","","","2011-02-01"]
["10046749","HP99","HPLC: Quaternary Gradient Module","CH21/P128","Zone  DSP2","WATERS 2555 ( ALLIANCE)","E1155Q035M","WATERS AG","SMF_DSP_r-hLH","B10114","PROD GMP  BUS  APPR OAPP QAPP","2011-08-01","CH20A54055","2011-09-27","M","B102","X","PM-V1","CH21","","","2011-10-17"]
["10000226","HU10","humidificateur  DEFENSOR","CH21/U900/____CL66/HUC10","Humidificateur  pour A0155 A0157","DEFENSOR MK4","9607238","DEFENSOR","","A0154","OUT  GMP  APPR OAPP QAPP","1990-01-01","CH20A54052","2010-09-10","M","B101","","PM-C6","CH21","","","2010-09-10"]
["10000402","HU11","humidificateur  DEFENSOR","CH21/U900/____CL67/HUC10","Humidificateur  pour A0147 A0156","DEFENSOR MK4","9608123","DEFENSOR","","A0160","OUT  GMP  APPR OAPP QAPP","1990-01-01","CH20A54052","2010-09-10","M","B101","","PM-C6","CH21","","","2010-09-10"]
["10000610","HU12","humidificateur  DEFENSOR","CH21/U900/____CL22/HUC10","Humidificateur  pour A0049","DEVAPOR SL MK3","803341","DEFENSOR","","A0131","PROD APPR OAPP QAPP","1990-01-01","CH20A54052","2010-09-10","M","B101","","PM-C6","CH21","","","2010-09-10"]
["10000461","HU13","humidificateur  DEFENSOR","CH21/U900/____CL65/HUC10","Humidificateur","DEFENSOR MK4","9712006","DEFENSOR","","A0116 A0","PROD APPR OAPP QAPP","1990-01-01","CH20A54052","2010-09-10","M","B101","","PM-C6","CH21","","","2010-09-10"]
["10000648","HU14","humidificateur  DEFENSOR","CH21/U900/____CL64/HUC10","Humidificateur  A0023 A0024 A0025","DEVAPOR SL MK3","703004","DEFENSOR","","A0014","OUT  APPR OAPP QAPP","1990-01-01","CH20A54052","2010-09-10","M","B101","","PM-C6","CH21","","","2010-09-10"]
["10000460","HU15","humidificateur  CONDAIR","CH21/U900/____CL38/HUC11","Humidificateur","CONDAIR MC660","2244266","CONDAIR","","A2000","PROD APPR OAPP QAPP","1990-01-01","CH20A54052","2010-09-10","M","B101","","PM-C6","CH21","","","2010-09-10"]
["10000603","HU16","humidificateur  CONDAIR","CH21/U900/____CL38/HUC22","Humidificateur A2014 A2015 A2016 A2002","CONDAIR MC490","1924216","CONDAIR","","A2000","PROD APPR OAPP QAPP","1990-01-01","CH20A54052","2010-09-10","M","B101","","PM-C6","CH21","","","2010-09-10"]
["10000644","HU17","humidificateur  DEFENSOR","CH21/U900/____CL35/HUC10","Humidificateur A1031 A1033 A1035 A1037","DEFENSOR MK4","N/A","DEFENSOR","","A2000","OUT  APPR OAPP QAPP","1990-01-01","CH20A54052","2010-09-10","M","B101","","PM-C6","CH21","","","2010-09-10"]
["10000448","HU18","humidificateur  CONDAIR","CH21/U900/____CL47/HUC20","Humidificateur A1072 A1084 A1099 A1093","CONDAIR MC560","2144186","CONDAIR","","A2000","OUT  APPR OAPP QAPP","1990-01-01","CH20A54052","2010-09-10","M","B101","","PM-C6","CH21","","","2010-09-10"]
["10000267","HU19","humidificateur  CONDAIR","CH21/S099","Dispo","CONDAIR CP","N/A","CONDAIR","","STOCK","STO  APPR OAPP QAPP","1990-01-01","CH20A54052","2010-09-10","M","B203","","PM-C6","CH21","","","2010-09-10"]
["10002301","HU21","humidificateur  CONDAIR","CH21/S099","Dispo","CONDAIR CP","","CONDAIR","","STOCK","STO  APPR OAPP QAPP","1990-01-01","CH20A54052","2010-09-10","M","B203","","PM-C6","CH21","","","2010-09-10"]
["10000272","HU22","HU22   humidificateur  CONDAIR","CH21/U290/___CG243/ET-A0016","Chambre Etuve","CP2-H04 MAK","1033255","CONDAIR","","A0016","PROD APPR OAPP QAPP","2007-10-09","CH20A54052","2010-09-10","M","B101","","PM-C6","CH21","","","2010-09-10"]
["10061819","IM","Sonificateur 750W","CH21/P122","Zone DSP4","SONIFICATEUR 750W","74224AD-04-13","Sonics & Materials Inc.","","B1025","PROD GMP  APPR OAPP QAPP","2013-05-16","CH20A54055","2013-05-17","M","B102","","PM-A","CH21","","","2013-03-16"]
["10072205","IM","Trémie hermétique pour pesée","CH21/P122","Zone DSP4","N/A","9307-002","CONSTRUCTIONS INOXYDABLES SA","","B1030","PROD APPR OAPP QAPP","2017-04-04","CH20A54055","2017-04-06","M","B102","","PM-A","CH21","","","2017-04-10"]
["10073751","IM","Manomètre  -1 à  5 bars","CH21/P121","Zone  DSP1","-1/ 5 BARS","H650730361007","*WIKA SA","","B1017","PROD GMP  APPR OAPP QAPP","2017-02-01","CH20A54055","2017-10-13","M","B102","","PM-A","CH21","","","2017-02-01"]
["10076126","IM","IM: Trémie hermétique transfert poudre","CH21/P122","Zone DSP4","N/A","10270-001","CONSTRUCTIONS INOXYDABLES SA","","B10145","PROD APPR OAPP QAPP","2018-02-01","CH20A54055","2018-04-09","M","B102","","PM-A","CH21","","","2018-03-01"]
["10082024","IM","Sonde de température","CH21/P111/____RP36","BIOREACTEUR 75L","PT100 1","RP36-TICR901","PCS","10 4-L23/02-TE","B1058","PROD GMP  APPR OAPP QAPP","1996-09-04","CH20A54065","2019-04-12","M","B102","","PM-V4","CH21","","","2019-03-05"]
["10082025","IM","Sonde de température","CH21/P111/____RP36","BIOREACTEUR 75L","","RP36-TICR902","PCS","PT100","B1058","PROD GMP  BUS  APPR OAPP QAPP","1996-09-04","CH20A54065","2019-04-12","M","B102","","PM-V4","CH21","","","2019-03-05"]
["10082026","IM","Transducteur de pression","CH21/P111/____RP36","BIOREACTEUR 75L","PR-25HT (222535.007) (P4)","RP36-TICR905","Keller","-1..3 bar/8931.A","B1058","PROD GMP  APPR OAPP QAPP","1996-09-04","CH20A54065","2019-04-12","M","B102","","PM-V4","CH21","","","2019-03-05"]
["10082027","IM","Manomètre annalogique","CH21/P111/____RP36","BIOREACTEUR 75L","","RP36-PI018","HAENNI","KI.1.6. (EN837-1)","B1058","PROD GMP  BUS  APPR OAPP QAPP","1996-09-04","CH20A54065","2019-04-12","M","B102","","PM-V4","CH21","","","2019-03-05"]
["10082028","IM","Manomètre annalogique","CH21/P111/____RP36","BIOREACTEUR 75L","","RP36-PI016","HAENNI","KI.1.6. (EN837-1)","B1058","PROD GMP  BUS  APPR OAPP QAPP","1996-09-04","CH20A54065","2019-04-12","M","B102","","PM-V4","CH21","","","2019-03-05"]
["10082029","IM","Manomètre double échelle","CH21/P111/____RP36","BIOREACTEUR 75L","EN837-1","G1566150112","WIKA","1.4435 / KI.1.6","B1058","PROD GMP  APPR OAPP QAPP","1996-09-04","CH20A54065","2019-04-12","M","B102","","PM-V4","CH21","","","2019-03-05"]
["10082030","IM","Manomètre annalogique","CH21/P111/____RP36","BIOREACTEUR 75L","EN837-1","22901700632082","BOURDON HAENNI","1.4404 /  KI.1.6","B1058","PROD GMP  APPR OAPP QAPP","1996-09-04","CH20A54065","2019-04-12","M","B102","","PM-V4","CH21","","","2019-03-05"]
["10082031","IM","Débitmètre d'air","CH21/P111/____RP36","BIOREACTEUR 75L","","123364","VOGTLIN","RED Y GSC-B4SS-BB23","B1058","PROD GMP  APPR OAPP QAPP","1996-09-04","CH20A54065","2019-04-12","M","B102","","PM-V4","CH21","","","2019-03-05"]
["10082032","IM","Débitmètre O2","CH21/P111/____RP36","BIOREACTEUR 75L","","187616","VOGTLIN","RED Y GSC-A9TS-BB21","B1058","PROD APPR OAPP QAPP","1996-09-04","CH20A54065","2019-04-12","M","B102","","PM-V4","CH21","","","2019-03-05"]
["10082033","IM","Débitmètre N2","CH21/P111/____RP36","BIOREACTEUR 75L","","195465","VOGTLIN","RED Y GSC-B9TS-BB23","B1058","PROD APPR OAPP QAPP","1996-09-04","CH20A54065","2019-04-12","M","B102","","PM-V4","CH21","","","2019-03-05"]
["10082034","IM","Débimètre d'air","CH21/P111/____RP36","BIOREACTEUR 75L","","137793","VOGTLIN","RED Y GCA-B4SA-FA20","B1058","PROD APPR OAPP QAPP","1996-09-04","CH20A54065","2019-04-12","M","B102","","PM-V4","CH21","","","2019-03-05"]
["10082035","IM","Débitmètre CO2","CH21/P111/____RP36","BIOREACTEUR 75L","","137674","VOGTLIN","RED Y GCA-B9SA-FS20","B1058","PROD APPR OAPP QAPP","1996-09-04","CH20A54065","2019-04-12","M","B102","","PM-V4","CH21","","","2019-03-05"]
["10082036","IM","Sonde de PH","CH21/P111/____RP36","BIOREACTEUR 75L","","RP36-PHICR903","METTLER TOLEDO","InPro3250i","B1058","PROD GMP  APPR OAPP QAPP","1996-09-04","CH20A54065","2019-04-12","M","B102","","PM-V4","CH21","","","2019-03-05"]
["10082037","IM","Transmetteur PH","CH21/P111/____RP36","BIOREACTEUR 75L","M400 TYPE 3","1237147181","METTLER TOLEDO","PN52121350","B1058","PROD GMP  APPR OAPP QAPP","1996-09-04","CH20A54065","2019-04-12","M","B102","","PM-V4","CH21","","","2019-03-05"]
["10082038","IM","Sonde de pO2-1","CH21/P111/____RP36","BIOREACTEUR 75L","","RP36-PO2ICR904A","METTLER TOLEDO","InPro6800","B1058","PROD GMP  APPR OAPP QAPP","1996-09-04","CH20A54065","2019-04-12","M","B102","","PM-V4","CH21","","","2019-03-05"]
["10082039","IM","Transmetteur pO2-1","CH21/P111/____RP36","BIOREACTEUR 75L","M400 TYPE 3","1237147180","METTLER TOLEDO","PN52121350","B1058","PROD GMP  APPR OAPP QAPP","1996-09-04","CH20A54065","2019-04-12","M","B102","","PM-V4","CH21","","","2019-03-05"]
["10082040","IM","Sonde pO2-2","CH21/P111/____RP36","BIOREACTEUR 75L","","RP36-PO2ICR904B","METTLER TOLEDO","InPro6800","B1058","PROD GMP  APPR OAPP QAPP","1996-09-04","CH20A54065","2019-04-12","M","B102","","PM-V4","CH21","","","2019-03-05"]
["10082041","IM","Transmetteur pO2-2","CH21/P111/____RP36","BIOREACTEUR 75L","M300 ISM1","1235117018","METTLER TOLEDO","PN52121355","B1058","PROD GMP  APPR OAPP QAPP","1996-09-04","CH20A54065","2019-04-12","M","B102","","PM-V4","CH21","","","2019-03-05"]
["10082042","IM","Moteur agitation","CH21/P111/____RP36","BIOREACTEUR 75L","","0942 15299139","LENZE","SDSGAXX063-22","B1058","PROD GMP  APPR OAPP QAPP","1996-09-04","CH20A54065","2019-04-12","M","B102","","PM-V4","CH21","","","2019-03-05"]
["10082043","IM","Tachymètre","CH21/P111/____RP36","BIOREACTEUR 75L","","RP36-RPMICR911T","BAUMER","FGUM 030P8001/S35L","B1058","PROD GMP  APPR OAPP QAPP","1996-09-04","CH20A54065","2019-04-12","M","B102","","PM-V4","CH21","","","2019-03-05"]
["10082044","IM","Moteur agitation spinner","CH21/P111/____RP36","BIOREACTEUR 75L","","0942 15296175","LENZE","SDSGAXX047-22","B1058","PROD GMP  BUS  APPR OAPP QAPP","1996-09-04","CH20A54065","2019-04-12","M","B102","","PM-V4","CH21","","","2019-03-05"]
["10082045","IM","Transmetteur peson","CH21/P111/____RP36","BIOREACTEUR 75L","","RP36-WICR908","HBM","MVD2510","B1058","PROD GMP  BUS  APPR OAPP QAPP","1996-09-04","CH20A54065","2019-04-12","M","B102","","PM-V4","CH21","","","2019-03-05"]
["10082046","IM","Peson","CH21/P111/____RP36","BIOREACTEUR 75L","","G99771","HBM","C2/100kg","B1058","PROD GMP  BUS  APPR OAPP QAPP","1996-09-04","CH20A54065","2019-04-12","M","B102","","PM-V4","CH21","","","2019-03-05"]
["10082047","IM","Peson","CH21/P111/____RP36","BIOREACTEUR 75L","","G99772","HBM","C2/100kg","B1058","PROD GMP  BUS  APPR OAPP QAPP","1996-09-04","CH20A54065","2019-04-12","M","B102","","PM-V4","CH21","","","2019-03-05"]
["10082048","IM","Peson","CH21/P111/____RP36","BIOREACTEUR 75L","","G99786","HBM","C2/100kg","B1058","PROD GMP  BUS  APPR OAPP QAPP","1996-09-04","CH20A54065","2019-04-12","M","B102","","PM-V4","CH21","","","2019-03-05"]
["10082049","IM","Panel","CH21/P111/____RP36","BIOREACTEUR 75L","","","SIEMENS","KTP600","B1058","PROD APPR OAPP QAPP","1996-09-04","CH20A54065","2019-04-12","M","B102","","PM-V4","CH21","","","2019-03-05"]
["10082198","IM","Sonde de température","CH21/P111/____RP37","BIOREACTEUR 75L","10 4-L23/02-TE","RP37-TICR901","PCS","PT100","B1058","PROD GMP  APPR OAPP QAPP","2019-04-24","CH20A54065","2019-04-24","M","B102","","PM-V4","CH21","","","2019-04-24"]
["10082199","IM","Sonde de température","CH21/P111/____RP37","BIOREACTEUR 75L","10 4-L23/02-TE","RP37-TICR902","PCS","PT100","B1058","PROD BUS  APPR OAPP QAPP","2019-04-24","CH20A54065","2019-04-24","M","B102","","PM-V4","CH21","","","2019-04-24"]
["10082200","IM","Transducteur de pression","CH21/P111/____RP37","BIOREACTEUR 75L","222535.007","RP37-TICR905","KELLER","PR-25HT","B1058","PROD GMP  APPR OAPP QAPP","2019-04-24","CH20A54065","2019-04-24","M","B102","","PM-V4","CH21","","","2019-04-24"]
["10082201","IM","Manomètre annalogique","CH21/P111/____RP37","BIOREACTEUR 75L","","RP37-PI018","HAENNI","KI.1.6.","B1058","PROD BUS  APPR OAPP QAPP","2019-04-24","CH20A54065","2019-04-24","M","B102","","PM-V4","CH21","","","2019-04-24"]
["10082202","IM","Manomètre annalogique","CH21/P111/____RP37","BIOREACTEUR 75L","","RP37-PI016","HAENNI","KI.1.6.","B1058","PROD BUS  APPR OAPP QAPP","2019-04-24","CH20A54065","2019-04-24","M","B102","","PM-V4","CH21","","","2019-04-24"]
["10082203","IM","Manomètre double échelle","CH21/P111/____RP37","BIOREACTEUR 75L","","G1566150120","WIKA","KI.1.6.","B1058","PROD GMP  APPR OAPP QAPP","2019-04-24","CH20A54065","2019-04-24","M","B102","","PM-V4","CH21","","","2019-04-24"]
["10082204","IM","Sonde de PH","CH21/P111/____RP37","BIOREACTEUR 75L","","R37-PHICR903","METTLER TOLEDO","InPro3250i","B1058","PROD GMP  APPR OAPP QAPP","2019-04-24","CH20A54065","2019-04-24","M","B102","","PM-V4","CH21","","","2019-04-24"]
["10082205","IM","Transmetteur PH","CH21/P111/____RP37","BIOREACTEUR 75L","52121355","1235117015","METTLER TOLEDO","M300 ISM1","B1058","PROD GMP  APPR OAPP QAPP","2019-04-24","CH20A54065","2019-04-24","M","B102","","PM-V4","CH21","","","2019-04-24"]
["10082206","IM","Sonde de pO2-1","CH21/P111/____RP37","BIOREACTEUR 75L","","RP37-PO2ICR904A","METTLER TOLEDO","InPro6800","B1058","PROD GMP  APPR OAPP QAPP","2019-04-24","CH20A54065","2019-04-24","M","B102","","PM-V4","CH21","","","2019-04-24"]
["10082207","IM","Transmetteur pO2-1","CH21/P111/____RP37","BIOREACTEUR 75L","52121350","1237137492","METTLER TOLEDO","M400 type 3","B1058","PROD GMP  APPR OAPP QAPP","2019-04-24","CH20A54065","2019-04-24","M","B102","","PM-V4","CH21","","","2019-04-24"]
["10082208","IM","Sonde pO2-2","CH21/P111/____RP37","BIOREACTEUR 75L","","RP37-PO2ICR904B","METTLER TOLEDO","InPro6800","B1058","PROD GMP  APPR OAPP QAPP","2019-04-24","CH20A54065","2019-04-24","M","B102","","PM-V4","CH21","","","2019-04-24"]
["10082209","IM","Transmetteur pO2-2","CH21/P111/____RP37","BIOREACTEUR 75L","52121350","1237137498","METTLER TOLEDO","M400 type 3","B1058","PROD GMP  APPR OAPP QAPP","2019-04-24","CH20A54065","2019-04-24","M","B102","","PM-V4","CH21","","","2019-04-24"]
["10082210","IM","Moteur agitation","CH21/P111/____RP37","BIOREACTEUR 75L","","RP37-RPMICR911","LENZE","SDSGAXX063","B1058","PROD GMP  APPR OAPP QAPP","2019-04-24","CH20A54065","2019-04-24","M","B102","","PM-V4","CH21","","","2019-04-24"]
["10082211","IM","Tachymètre","CH21/P111/____RP37","BIOREACTEUR 75L","030P8001/S35L","RP37-RPMICR911T","BAUMER","FGUM","B1058","PROD GMP  APPR OAPP QAPP","2019-04-24","CH20A54065","2019-04-24","M","B102","","PM-V4","CH21","","","2019-04-24"]
["10082212","IM","Moteur agitation spinner","CH21/P111/____RP37","BIOREACTEUR 75L","","RP37-RPMICR912","LENZE","SDSGAXX047","B1058","PROD BUS  APPR OAPP QAPP","2019-04-24","CH20A54065","2019-04-24","M","B102","","PM-V4","CH21","","","2019-04-24"]
["10082213","IM","Transmetteur peson","CH21/P111/____RP37","BIOREACTEUR 75L","","RP37-WICR908","HBM","MVD2510","B1058","PROD BUS  APPR OAPP QAPP","2019-04-24","CH20A54065","2019-04-24","M","B102","","PM-V4","CH21","","","2019-04-24"]
["10082214","IM","Panel","CH21/P111/____RP37","BIOREACTEUR 75L","","","SIEMENS","KTP600","B1058","PROD BUS  APPR OAPP QAPP","2019-04-24","CH20A54065","2019-04-24","M","B102","","PM-V4","CH21","","","2019-04-24"]
["10082232","IM","Sonde de température","CH21/P111/____RP76","BIOREACTEUR 75L","","RP76-TICR901","PCS","PT100","B1058","PROD GMP  APPR OAPP QAPP","2019-09-25","CH20A54065","2019-04-26","M","B102","","PM-V4","CH21","","","2019-09-25"]
["10082233","IM","Sonde de température","CH21/P111/____RP76","BIOREACTEUR 75L","","RP76-TICR902","PCS","PT100","B1058","PROD BUS  APPR OAPP QAPP","2019-09-25","CH20A54065","2019-04-26","M","B102","","PM-V4","CH21","","","2019-09-25"]
["10082234","IM","Transduc pression PR-25HT/1","CH21/P111/____RP76","BIOREACTEUR 75L","222535.007","RP76-PICR905","KELLER","PR-25HT","B1058","PROD GMP  APPR OAPP QAPP","2019-09-25","CH20A54065","2019-04-26","M","B102","","PM-V4","CH21","","","2019-09-25"]
["10082235","IM","Manomètre annalogique","CH21/P111/____RP76","BIOREACTEUR 75L","","RP76-PI018","WIKA","KI.1.6.","B1058","PROD BUS  APPR OAPP QAPP","2019-09-25","CH20A54065","2019-04-26","M","B102","","PM-V4","CH21","","","2019-09-25"]
["10082236","IM","Manomètre annalogique","CH21/P111/____RP76","BIOREACTEUR 75L","","RP76-PI016","WIKA","KI.1.6.","B1058","PROD BUS  APPR OAPP QAPP","2019-09-25","CH20A54065","2019-04-26","M","B102","","PM-V4","CH21","","","2019-09-25"]
["10082237","IM","Manomètre double échelle","CH21/P111/____RP76","BIOREACTEUR 75L","","C7818012","WIKA","KI.1.6.","B1058","PROD BUS  APPR OAPP QAPP","2019-09-25","CH20A54065","2019-04-26","M","B102","","PM-V4","CH21","","","2019-09-25"]
["10082238","IM","Manomètre annalogique","CH21/P111/____RP76","BIOREACTEUR 75L","","22901700632074","BOURDON HAENNI","KI.1.6.","B1058","PROD BUS  APPR OAPP QAPP","2019-09-25","CH20A54065","2019-04-26","M","B102","","PM-V4","CH21","","","2019-09-25"]
["10082239","IM","Transmetteur PH","CH21/P111/____RP76","BIOREACTEUR 75L","52121355","1235077282","METTLER TOLEDO","M300 ISM1","B1058","PROD GMP  APPR OAPP QAPP","2019-09-25","CH20A54065","2019-04-26","M","B102","","PM-V4","CH21","","","2019-09-25"]
["10082240","IM","Transmetteur pO2-1","CH21/P111/____RP76","BIOREACTEUR 75L","52121349","1235027407","METTLER TOLEDO","M400/2","B1058","PROD GMP  APPR OAPP QAPP","2019-09-25","CH20A54065","2019-04-26","M","B102","","PM-V4","CH21","","","2019-09-25"]
["10082241","IM","Transmetteur pO2-2 M400","CH21/P111/____RP76","BIOREACTEUR 75L","52121349","1235027399","METTLER TOLEDO","M400/2","B1058","PROD GMP  APPR OAPP QAPP","2019-09-25","CH20A54065","2019-04-26","M","B102","","PM-V4","CH21","","","2019-09-25"]
["10082242","IM","Moteur agitation","CH21/P111/____RP76","BIOREACTEUR 75L","","10001733227019","LENZE","SDSGAXX063","B1058","PROD GMP  APPR OAPP QAPP","2019-09-25","CH20A54065","2019-04-26","M","B102","","PM-V4","CH21","","","2019-09-25"]
["10082243","IM","Tachymètre","CH21/P111/____RP76","BIOREACTEUR 75L","030P8001/S35L","RP76-RPMICR911T","BAUMER","FGUM","B1058","PROD GMP  APPR OAPP QAPP","2019-09-25","CH20A54065","2019-04-26","M","B102","","PM-V4","CH21","","","2019-09-25"]
["10082244","IM","Transmetteur peson","CH21/P111/____RP76","BIOREACTEUR 75L","","RP76-WICR908","HBM","MVD2510","B1058","PROD GMP  APPR OAPP QAPP","2019-09-25","CH20A54065","2019-04-26","M","B102","","PM-V4","CH21","","","2019-09-25"]
["10082245","IM","Panel","CH21/P111/____RP76","BIOREACTEUR 75L","","","SIEMENS","KTP600","B1058","PROD BUS  APPR OAPP QAPP","2019-09-25","CH20A54065","2019-04-26","M","B102","","PM-V4","CH21","","","2019-09-25"]
["10082246","IM","Température cuve","CH21/P111/____RP73","BIOREACTEUR 75L","","RP73-TI70 & RP73-TI71","PCS","PT100","B1058","PROD GMP  APPR OAPP QAPP","2019-05-26","CH20A54065","2019-04-26","M","B102","","PM-V4","CH21","","","2019-05-26"]
["10082247","IM","Température Overlay","CH21/P111/____RP73","BIOREACTEUR 75L","","11095S6D","Wika / PCS","TR40 / PT100","B1058","PROD BUS  APPR OAPP QAPP","2019-05-26","CH20A54065","2019-04-26","M","B102","","PM-V4","CH21","","","2019-05-26"]
["10082248","IM","Température sparger","CH21/P111/____RP73","BIOREACTEUR 75L","","RP73-TI01-42","Wika / PCS","TR40 / PT100","B1058","PROD BUS  APPR OAPP QAPP","2019-05-26","CH20A54065","2019-04-26","M","B102","","PM-V4","CH21","","","2019-05-26"]
["10082249","IM","Température event","CH21/P111/____RP73","BIOREACTEUR 75L","","1108S7Y2","Wika / PCS","TR40 / PT100","B1058","PROD BUS  APPR OAPP QAPP","2019-05-26","CH20A54065","2019-04-26","M","B102","","PM-V4","CH21","","","2019-05-26"]
["10082250","IM","Température Double enveloppe","CH21/P111/____RP73","BIOREACTEUR 75L","","RP73-TI70-1","PCS / Tenex","PT100","B1058","PROD BUS  APPR OAPP QAPP","2019-05-26","CH20A54065","2019-04-26","M","B102","","PM-V4","CH21","","","2019-05-26"]
["10082251","IM","Pression Cuve   Test pression","CH21/P111/____RP73","BIOREACTEUR 75L","323.221/525","78279/0236","Bourdon Haenni","ED518","B1058","PROD GMP  APPR OAPP QAPP","2019-05-26","CH20A54065","2019-04-26","M","B102","","PM-V4","CH21","","","2019-05-26"]
["10082252","IM","Manométre  cuve","CH21/P111/____RP73","BIOREACTEUR 75L","","G142783108","newMBR","KN7","B1058","PROD BUS  APPR OAPP QAPP","2019-05-26","CH20A54065","2019-04-26","M","B102","","PM-V4","CH21","","","2019-05-26"]
["10082253","IM","Manométre  Arrivée vapeur Blanche","CH21/P111/____RP73","BIOREACTEUR 75L","","G1560640106","newMBR","KN7","B1058","PROD BUS  APPR OAPP QAPP","2019-05-26","CH20A54065","2019-04-26","M","B102","","PM-V4","CH21","","","2019-05-26"]
["10082254","IM","Manométre arrivée vapeur noire","CH21/P111/____RP73","BIOREACTEUR 75L","","RP73-PI-02-07","bourdon haenni","DR63 / KI.1.6","B1058","PROD BUS  APPR OAPP QAPP","2019-05-26","CH20A54065","2019-04-26","M","B102","","PM-V4","CH21","","","2019-05-26"]
["10082255","IM","Mano arrivée eau adoucie/VB db manteau","CH21/P111/____RP73","BIOREACTEUR 75L","","RP73-PI-02-03","bourdon haenni","DR63 / KI.1.6","B1058","PROD BUS  APPR OAPP QAPP","2019-05-26","CH20A54065","2019-04-26","M","B102","","PM-V4","CH21","","","2019-05-26"]
["10082256","IM","manométre circulation double envelloppe","CH21/P111/____RP73","BIOREACTEUR 75L","","B6225","bourdon haenni","NG100","B1058","PROD BUS  APPR OAPP QAPP","2019-05-26","CH20A54065","2019-04-26","M","B102","","PM-V4","CH21","","","2019-05-26"]
["10082257","IM","Débit d'alimentation","CH21/P111/____RP73","BIOREACTEUR 75L","1411A0010A010","152107N312","MassFlow / DanFoss","MassFlow2100","B1058","PROD BUS  APPR OAPP QAPP","2019-05-26","CH20A54065","2019-04-26","M","B102","","PM-V4","CH21","","","2019-05-26"]
["10082258","IM","Transmetteur PH1","CH21/P111/____RP73","BIOREACTEUR 75L","","1233118237","Mettler toledo","M300","B1058","PROD GMP  APPR OAPP QAPP","2019-05-26","CH20A54065","2019-04-26","M","B102","","PM-V4","CH21","","","2019-05-26"]
["10082259","IM","Transmetteur PH2","CH21/P111/____RP73","BIOREACTEUR 75L","","1235077284","Mettler toledo","M300","B1058","PROD GMP  APPR OAPP QAPP","2019-05-26","CH20A54065","2019-04-26","M","B102","","PM-V4","CH21","","","2019-05-26"]
["10082260","IM","Transmetteur p02-1","CH21/P111/____RP73","BIOREACTEUR 75L","","1237137496","Mettler toledo","M400","B1058","PROD GMP  APPR OAPP QAPP","2019-05-26","CH20A54065","2019-04-26","M","B102","","PM-V4","CH21","","","2019-05-26"]
["10082261","IM","Transmetteur p02-2","CH21/P111/____RP73","BIOREACTEUR 75L","","1237147028","Mettler toledo","M400","B1058","PROD GMP  APPR OAPP QAPP","2019-05-26","CH20A54065","2019-04-26","M","B102","","PM-V4","CH21","","","2019-05-26"]
["10082262","IM","Transmetteur","CH21/P111/____RP73","BIOREACTEUR 75L","","1237147023","Mettler toledo","M400","B1058","PROD GMP  APPR OAPP QAPP","2019-05-26","CH20A54065","2019-04-26","M","B102","","PM-V4","CH21","","","2019-05-26"]
["10082263","IM","Moteur agitation","CH21/P111/____RP73","BIOREACTEUR 75L","3GVA083001","RP73-SI81-A2","ABB Motors","M2VA080A-6","B1058","PROD GMP  APPR OAPP QAPP","2019-05-26","CH20A54065","2019-04-26","M","B102","","PM-V4","CH21","","","2019-05-26"]
["10082264","IM","(Tachymetre) Agitation","CH21/P111/____RP73","BIOREACTEUR 75L","","RP73-SI01-A3","PCS","PCS","B1058","PROD GMP  APPR OAPP QAPP","2019-05-26","CH20A54065","2019-04-26","M","B102","","PM-V4","CH21","","","2019-05-26"]
["10082265","IM","Soupape","CH21/P111/____RP73","BIOREACTEUR 75L","","RP73-PSV-02-01","Ramseyer","5395H4","B1058","PROD APPR OAPP QAPP","2019-05-26","CH20A54065","2019-04-26","M","B102","","PM-V4","CH21","","","2019-05-26"]
["10082266","IM","Soupape","CH21/P111/____RP73","BIOREACTEUR 75L","","RP73-PSV-03-91","Wika","6810,1118","B1058","PROD APPR OAPP QAPP","2019-05-26","CH20A54065","2019-04-26","M","B102","","PM-V4","CH21","","","2019-05-26"]
["10082267","IM","Transmetteur Peson","CH21/P111/____RP73","BIOREACTEUR 75L","","RP73-WIT-10-01","HBM","MVD2510","B1058","PROD GMP  APPR OAPP QAPP","2019-05-26","CH20A54065","2019-04-26","M","B102","","PM-V4","CH21","","","2019-05-26"]
["10082268","IM","Agitation du spinfilter","CH21/P111/____RP73","BIOREACTEUR 75L","3GVA072002-BSB","RP73-SI80-A1","ABB Motors","M2VA71B-4","B1058","PROD GMP  APPR OAPP QAPP","2019-05-26","CH20A54065","2019-04-26","M","B102","","PM-V4","CH21","","","2019-05-26"]
["10082269","IM","Tachymetre du spinfilter","CH21/P111/____RP73","BIOREACTEUR 75L","","RP73-SI01-A4","PCS","PCS","B1058","PROD GMP  APPR OAPP QAPP","2019-05-26","CH20A54065","2019-04-26","M","B102","","PM-V4","CH21","","","2019-05-26"]
["10082270","IM","Panel","CH21/P111/____RP73","BIOREACTEUR 75L","","","SIEMENS","KTP600","B1058","PROD BUS  APPR OAPP QAPP","2019-05-26","CH20A54065","2019-04-26","M","B102","","PM-V4","CH21","","","2019-05-26"]
["10038805","IM","Bioanalyser 2100","CH21/P150","Zone  IPC Biotechnologie","2100","G2946CA","AGILENT TECHNOLOGIES - MERGED","","A1017","PROD GMP  BUS  APPR OAPP QAPP","2010-09-20","CH20A54055","2010-09-20","M","B101","","PM-V1","CH21","Non-Clinical Dvt/Genetics Biomarkers","","2015-02-09"]
["10043230","IM","Générateur aérosol","CH21/S200","Technical services","AGF 2.OIP","1028","Palas","","A0146","PROD BUS  APPR OAPP QAPP","2010-12-01","CH20A54052","2011-01-04","M","B101","","PM-V6","CH21","","","2011-01-04"]
["10043231","IM","Dilueur de particules","CH21/S200","Technical services","VD-100","907113","Light house","","A0146","PROD GMP  APPR OAPP QAPP","2010-12-01","CH20A54052","2011-01-04","M","B101","","PM-V6","CH21","","","2011-01-04"]
["10043232","IM","Compteur de particules","CH21/S200","Technical services","3100","101204001","Light house","","A0146","PROD GMP  APPR OAPP QAPP","2010-12-01","CH20A54052","2011-01-04","M","B101","","PM-V6","CH21","","","2011-01-04"]
["10043233","IM","Compteur de particules","CH21/S200","Technical services","3100","101204002","Light house","","A0146","PROD GMP  APPR OAPP QAPP","2010-12-01","CH20A54052","2011-01-04","M","B101","","PM-V6","CH21","","","2011-01-04"]
["10043234","IM","Compteur de particules","CH21/S200","Technical services","3100","101204035","Light house","","A0146","PROD GMP  APPR OAPP QAPP","2010-12-01","CH20A54052","2011-01-04","M","B101","","PM-V6","CH21","","","2011-01-04"]
["10043243","IM","Manomètre -1/6 bars","CH21/P122","Zone DSP4","-1/6 BARS","","CONNECTORATE AG","BULK FINAL LH","B10116","PROD GMP  APPR OAPP QAPP","2011-01-05","CH20A54055","2011-01-06","M","B102","","PM-F","CH21","","","2011-01-15"]
["10044323","IM","Manomètre digital","CH21/S200","Technical services","EMA84","K511114","HUBER INSTRUMENTS","","A0146","PROD GMP  APPR OAPP QAPP","2011-01-01","CH20A54052","2011-02-08","M","B101","","PM-V6","CH21","","","2011-02-01"]
["10045000","IM","Controleur pression atmosphérique  FC02","CH21/P302","Pharmaceutical - ligne 2","FC02","11037117","Pall","","M0106","PROD GMP  BUS  APPR OAPP QAPP","2010-12-01","CH20A54057","2011-03-08","M","B103","","PM-D1","CH21","","","2010-12-01"]
["10045130","IM","Détecteur endotoxin MCS Kinetic reader","CH21/S400","Quality Control","MCS KINETIC READER V4.0","0197","ENDOSAFE","","A1093","PROD GMP  APPR OAPP QAPP","2011-03-10","CH20A55050","2011-03-16","M","B101","","PM-V2","CH21","","","2011-04-12"]
["10045255","IM","Manomètre -1/3 bars sur RS42","CH21/P121","Zone  DSP1","-1/3 BARS","N/A","*WIKA SA","","B1047","PROD GMP  APPR OAPP QAPP","2011-04-05","CH20A54055","2011-04-05","M","B102","","PM-F","CH21","","","2011-04-05"]
["10045257","IM","Manomètre -1/3 bars sur RS48","CH21/P121","Zone  DSP1","-1/3 BARS","N/A","*WIKA SA","","B1047","PROD GMP  APPR OAPP QAPP","2011-04-05","CH20A54055","2011-04-05","M","B102","","PM-F","CH21","","","2011-04-05"]
["10045523","IM","Compteur de particule  Klotz","CH21/P306","Pharmaceutical - ligne 6","PCSS","2303","Klotz Markus Gmbh","","M0029","PROD GMP  APPR OAPP QAPP","2011-04-18","CH20A54057","2011-05-05","M","B103","","PM-D1","CH21","","","2011-04-29"]
["10045665","IM","Appareil ctl. d'installation élec. OIBT","CH21/S200","Technical services","FLUCKE 16953B","1579036","FLUKE (SWITZERLAND) GMBH","","H00","PROD APPR OAPP QAPP","2011-05-31","CH20A54052","2011-05-31","M","B105","","PM-H1","CH21","","","2011-05-31"]
["10045666","IM","Appareil ctl. Appareil éléc. portable","CH21/S200","Technical services","AMPROBE GT-070-/0702","TK21274270005","Amprobe","","H00","PROD APPR OAPP QAPP","2011-05-31","CH20A54052","2011-05-31","M","B105","","PM-H1","CH21","","","2011-05-31"]
["10046427","IM","INTEGRITEST IT4","CH21/P122","Zone DSP4","IT4","IT4N0725","MILLIPORE","","B10144","PROD GMP  APPR OAPP QAPP","2011-08-01","CH20A54055","2011-08-25","M","B102","","PM-V1","CH21","","","2011-10-01"]
["10046437","IM","Manomètre -1/3 bars","CH21/P122","Zone DSP4","EN 837-1","A2135560101","*WIKA SA","","B10144","PROD GMP  BUS  APPR OAPP QAPP","2011-08-30","CH20A54055","2011-08-30","M","B102","","PM-F","CH21","","","2011-08-30"]
["10046438","IM","Manomètre  0/6 bars","CH21/P122","Zone DSP4","0/6 BARS","1095836","FILTRON","","B10144","PROD GMP  BUS  APPR OAPP QAPP","2011-08-30","CH20A54055","2011-08-30","M","B102","","PM-F","CH21","","","2011-08-30"]
["10046450","IM","Manomètre -1/6 bars","CH21/P120","Zone  DSP3","","","CONNECTORS AG","","B10150","PROD GMP  BUS  APPR OAPP QAPP","2011-09-05","CH20A54055","2011-09-05","M","B102","","PM-F","CH21","","","2011-09-05"]
["10046451","IM","Manomètre -1/6 bars","CH21/P120","Zone  DSP3","","","CONNECTORS AG","","B10128","PROD GMP  BUS  APPR OAPP QAPP","2011-09-05","CH20A54055","2011-09-05","M","B102","","PM-F","CH21","","","2011-09-05"]
["10046681","IM","Manomètre -1/6 bars","CH21/P122","Zone DSP4","-1/6 BARS","0337","CONNECTORS AG","","B10148","PROD GMP  APPR OAPP QAPP","2011-09-22","CH20A54055","2011-09-22","M","B102","","PM-F","CH21","","","2011-09-26"]
["10046702","IM","Manomètre -1/6 bars","CH21/P122","Zone DSP4","-1/6 BARS","U52701620102","CONNECTORS AG","","B10144","PROD GMP  APPR OAPP QAPP","2011-09-26","CH20A54055","2011-09-26","M","B102","","PM-F","CH21","","","2011-09-26"]
["10046703","IM","Manomètre -1/3 bars","CH21/P122","Zone DSP4","EN837-1","N/A","BAUMER BOURDON-HAENNI AG","","B1070","PROD GMP  APPR OAPP QAPP","2011-09-26","CH20A54055","2011-09-26","M","B102","","PM-F","CH21","","","2011-09-26"]
["10046704","IM","Manomètre  0/6 bars","CH21/P122","Zone DSP4","S EN837-1","N/A","BAUMER BOURDON-HAENNI AG","","B10128","PROD GMP  BUS  APPR OAPP QAPP","2011-09-26","CH20A54055","2011-09-26","M","B102","","PM-F","CH21","","","2011-09-26"]
["10046705","IM","Manomètre -1/3 bars","CH21/P122","Zone DSP4","EN837-1","C7870812","WIKA","","B10144","PROD GMP  APPR OAPP QAPP","2011-09-26","CH20A54055","2011-09-26","M","B102","","PM-F","CH21","","","2011-09-26"]
["10046706","IM","Manomètre -1/3 bars","CH21/P122","Zone DSP4","EN837-1","C7870811","WIKA","","B10144","PROD GMP  APPR OAPP QAPP","2011-09-26","CH20A54055","2011-09-26","M","B102","","PM-F","CH21","","","2011-09-26"]
["10046707","IM","Manomètre -1/3 bars","CH21/P122","Zone DSP4","EN837-1","E1051933101","WIKA","","B10144","PROD GMP  BUS  APPR OAPP QAPP","2011-09-26","CH20A54055","2011-09-26","M","B102","","PM-F","CH21","","","2011-09-26"]
["10046708","IM","Manomètre -1/5 bars","CH21/P122","Zone DSP4","DIN S","1-4571","WIKA","","B10144","PROD GMP  APPR OAPP QAPP","2011-09-26","CH20A54055","2011-09-26","M","B102","","PM-F","CH21","","","2011-09-26"]
["10046889","IM","Manomètre -1/3 bars","CH21/P122","Zone DSP4","N/A","N/A","*WIKA SA","","B10128","PROD GMP  BUS  APPR OAPP QAPP","2011-10-20","CH20A54055","2011-10-20","M","B102","","PM-F","CH21","","","2011-10-20"]
["10046890","IM","Manomètre -1/3 bars","CH21/P122","Zone DSP4","N/A","N/A","*WIKA SA","","B10128","PROD GMP  BUS  APPR OAPP QAPP","2011-10-20","CH20A54055","2011-10-20","M","B102","","PM-F","CH21","","","2011-10-20"]
["10046891","IM","Manomètre -1/3 bars","CH21/P122","Zone DSP4","N/A","N/A","*WIKA SA","","B10128","PROD GMP  BUS  APPR OAPP QAPP","2011-10-20","CH20A54055","2011-10-20","M","B102","","PM-F","CH21","","","2011-10-20"]
["10046892","IM","Manomètre -1/3 bars","CH21/P122","Zone DSP4","N/A","N/A","*WIKA SA","","B10128","PROD GMP  BUS  APPR OAPP QAPP","2011-10-20","CH20A54055","2011-10-20","M","B102","","PM-F","CH21","","","2011-10-20"]
["10046893","IM","Manomètre -1/3 bars","CH21/P122","Zone DSP4","N/A","N/A","*WIKA SA","","B10128","PROD GMP  BUS  APPR OAPP QAPP","2011-10-20","CH20A54055","2011-10-20","M","B102","","PM-F","CH21","","","2011-10-20"]
["10046996","IM","Manomètre arrivée azote -1/12  -1/3 bars","CH21/P122","Zone DSP4","N/A","N/A","","","B10148","PROD GMP  BUS  APPR OAPP QAPP","2011-11-03","CH20A54055","2011-11-03","M","B102","","PM-F","CH21","","","2011-11-03"]
["10047050","IM","Manomètre -1/5 bar","CH21/P122","Zone DSP4","MEX5","N/A","BAUMER","","B10148","PROD GMP  APPR OAPP QAPP","2011-11-15","CH20A54055","2011-11-09","M","B102","","PM-F","CH21","","","2011-11-17"]
["10047233","IM","Densimètre 30PX","CH21/P122","Zone DSP4","30PX","LWE71999","METTLER-TOLEDO (SCHWEIZ) AG","","B10114","PROD GMP  APPR OAPP QAPP","2011-11-17","CH20A54055","2011-11-17","M","B102","","PM-F","CH21","","","2011-12-15"]
["10047493","IM","Compteur de particules CLIMET ( CAS)","CH21/P306","Pharmaceutical - ligne 6","CI-3100-4-1-5-8","115462","CLIMET","","B0044","PROD GMP  BUS  APPR OAPP QAPP","2011-11-01","CH20A54057","2011-12-16","M","B102","","PM-D1","CH21","","","2012-01-01"]
["10047494","IM","Compteur de particules CLIMET ( CAS)","CH21/P306","Pharmaceutical - ligne 6","CI-3100-4-1-5-8","115463","CLIMET","","B0044","PROD GMP  BUS  APPR OAPP QAPP","2011-11-01","CH20A54057","2011-12-16","M","B102","","PM-D1","CH21","","","2012-01-01"]
["10047495","IM","Compteur de particules CLIMET ( CAS)","CH21/P303","Pharmaceutical - ligne 3","CI-3100-4-1-5-8","115464","CLIMET","","B0044","PROD GMP  BUS  APPR OAPP QAPP","2011-11-01","CH20A54057","2011-12-16","M","B102","","PM-D1","CH21","","","2012-01-01"]
["10047496","IM","Compteur de particules CLIMET ( CAS)","CH21/P303","Pharmaceutical - ligne 3","CI-3100-4-1-5-8","115465","CLIMET","","B0044","PROD GMP  BUS  APPR OAPP QAPP","2011-11-01","CH20A54057","2011-12-16","M","B102","","PM-D1","CH21","","","2012-01-01"]
["10047497","IM","Compteur de particules CLIMET ( CAS)","CH21/P306","Pharmaceutical - ligne 6","CI-3100-4-1-5-8","115466","CLIMET","","B0044","PROD GMP  BUS  APPR OAPP QAPP","2011-11-01","CH20A54057","2011-12-16","M","B102","","PM-D1","CH21","","","2012-01-01"]
["10047502","IM","Référence Calibration, spectrophotomètre","CH21/S099","Dispo","666-F1","E2379","HELLMA SCHWEIZ AG","","A0146","STO  GMP  APPR OAPP QAPP","2011-11-23","CH20A54052","2011-12-19","M","B101","","PM-V1","CH21","","","2012-01-01"]
["10047503","IM","Référence Calibration, spectrophotomètre","CH21/S099","Dispo","666-F1","E2385","HELLMA SCHWEIZ AG","","A0146","STO  GMP  APPR OAPP QAPP","2011-11-23","CH20A54052","2011-12-19","M","B101","","PM-V1","CH21","","","2012-01-01"]
["10047504","IM","Référence Calibration, spectrophotomètre","CH21/S099","Dispo","666-F1","E2386","HELLMA SCHWEIZ AG","","A0146","STO  GMP  APPR OAPP QAPP","2011-11-23","CH20A54052","2011-12-19","M","B101","","PM-V1","CH21","","","2012-01-01"]
["10047505","IM","Référence Calibration, spectrophotomètre","CH21/S099","Dispo","666-F1","E2387","HELLMA SCHWEIZ AG","","A0146","STO  GMP  APPR OAPP QAPP","2011-11-23","CH20A54052","2011-12-19","M","B101","","PM-V1","CH21","","","2012-01-01"]
["10047506","IM","Référence Calibration, spectrophotomètre","CH21/S099","Dispo","666-F1","E2388","HELLMA SCHWEIZ AG","","A0146","STO  GMP  APPR OAPP QAPP","2011-11-23","CH20A54052","2011-12-19","M","B101","","PM-V1","CH21","","","2012-01-01"]
["10047507","IM","Référence Calibration, spectrophotomètre","CH21/S099","Dispo","666-F1","E2389","HELLMA SCHWEIZ AG","","A0146","STO  GMP  APPR OAPP QAPP","2011-11-23","CH20A54052","2011-12-19","M","B101","","PM-V1","CH21","","","2012-01-01"]
["10047508","IM","Référence Calibration, spectrophotomètre","CH21/S099","Dispo","666-F1","E2390","HELLMA SCHWEIZ AG","","A0146","STO  GMP  APPR OAPP QAPP","2011-11-23","CH20A54052","2011-12-19","M","B101","","PM-V1","CH21","","","2012-01-01"]
["10047509","IM","Référence Calibration, spectrophotomètre","CH21/S099","Dispo","666-F1","E2391","HELLMA SCHWEIZ AG","","A0146","STO  GMP  APPR OAPP QAPP","2011-11-23","CH20A54052","2011-12-19","M","B101","","PM-V1","CH21","","","2012-01-01"]
["10056219","IM","SPECTROPHOTOMETRE","CH21/P128","Zone  DSP2","ULTROSPEC  2100 PRO CLASSIC","116208","1000001473","","B1034","PROD GMP  APPR OAPP QAPP","2011-12-20","CH20A54055","2012-01-25","M","B102","","PM-V1","CH21","","","2012-02-01"]
["10056220","IM","SPECTROPHOTOMETRE","CH21/P101","Tech Biotech","ULTROSPEC  2100 PRO CLASSIC","116418","GE HEALTHCARE EUROPE GMBH","","B10144","PROD GMP  APPR OAPP QAPP","2011-12-20","CH20A54055","2012-01-25","M","B102","","PM-V1","CH21","","","2012-02-01"]
["10056229","IM","Scanner luminescence","CH21/S400","Quality Control","LUMAT 920","128642","LAETUS","","K0015","PROD GMP  BUS  APPR OAPP QAPP","2011-10-20","CH20A55050","2012-01-26","M","B104","","PM-V1","CH21","","","2012-02-01"]
["10057788","IM","INTEGRITEST","CH21/P300","Pharmaceutical dry forms","XIT4 N0001","IT4 N0809","MILLIPORE","","B0022","PROD GMP  APPR OAPP QAPP","2012-01-17","CH20A54057","2012-03-21","M","B102","","PM-V1","CH21","","","2012-02-21"]
["10057789","IM","INTEGRITEST","CH21/P300","Pharmaceutical dry forms","XIT4 N0001","IT4 N0802","MILLIPORE","","B0059","PROD GMP  APPR OAPP QAPP","2012-01-17","CH20A54057","2012-03-21","M","B102","","PM-V1","CH21","","","2012-02-21"]
["10057823","IM","Densitomètre GS-800","CH21/F091","Transfert à MSA","","F09100066","BIO-RAD LABORATORIES AG","GS-800","","CON  NAPP","2012-03-22","CH20A54052","2012-03-22","M","","","","CH21","Biologics & Immunology/Protein & Cell Sc",""]
["10058189","IM","Filtre dichromate (pour spectromètre)","CH21/S200","Technical services","667-UV60","0615","HELLMA  ANALYTICS","","B1034","PROD GMP  APPR OAPP QAPP","2012-04-02","CH20A54052","2012-04-18","M","B102","","PM-V1","CH21","","","2012-04-18"]
["10058190","IM","Filtre dichromate (pour spectromètre)","CH21/S200","Technical services","667-UV60","0616","HELLMA  ANALYTICS","","B10144","PROD GMP  APPR OAPP QAPP","2012-04-02","CH20A54052","2012-04-18","M","B102","","PM-V1","CH21","","","2012-04-18"]
["10058201","IM","Filtre dichromate (pour spectromètre)","CH21/S200","Technical services","667-UV60","0624","HELLMA  ANALYTICS","","B1042","PROD GMP  APPR OAPP QAPP","2012-04-02","CH20A54052","2012-04-23","M","B102","","PM-V1","CH21","","","2012-04-18"]
["10058202","IM","Filtre dichromate (pour spectromètre)","CH21/S200","Technical services","667-UV60","0625","HELLMA  ANALYTICS","","B1023","PROD GMP  APPR OAPP QAPP","2012-04-18","CH20A54052","2012-04-23","M","B102","","PM-V1","CH21","","","2012-04-01"]
["10058203","IM","Filtre dichromate (pour spectromètre)","CH21/S200","Technical services","667-UV60","0626","HELLMA  ANALYTICS","","A0146","PROD GMP  APPR OAPP QAPP","2012-04-18","CH20A54052","2012-04-23","M","B101","","PM-V1","CH21","","","2012-04-01"]
["10058204","IM","erreur","CH21/S200","Technical services","667-UV60","0627","HELLMA  ANALYTICS","","A0146","CON  NAPP","2012-04-18","CH20A54052","2012-04-23","M","B101","","","CH21","","","2012-04-01"]
["10058207","IM","Filtre dichromate (pour spectromètre)","CH21/P101","Tech Biotech","667-UV60","0629","HELLMA  ANALYTICS","","B10144","PROD GMP  APPR OAPP QAPP","2012-04-02","CH20A54052","2012-04-23","M","B102","","PM-V1","CH21","","","2012-04-18"]
["10058208","IM","Filtre dichromate (pour spectromètre)","CH21/S200","Technical services","667-UV60","0630","HELLMA  ANALYTICS","","B10149","PROD GMP  APPR OAPP QAPP","2012-04-02","CH20A54052","2012-04-23","M","B102","","PM-V1","CH21","","","2012-04-18"]
["10058209","IM","Filtre dichromate (pour spectromètre)","CH21/S200","Technical services","667-UV60","0631","HELLMA  ANALYTICS","","A0146","PROD GMP  APPR OAPP QAPP","2012-04-18","CH20A54052","2012-04-23","M","B101","","PM-V1","CH21","","","2012-04-01"]
["10058331","IM","Compteur de particules  CAS","CH21/P306","Pharmaceutical - ligne 6","CI-3100-4-1-5-8","115469","CLEAN AIR SERVICE AG","","M0012","PROD GMP  APPR OAPP QAPP","2012-05-09","CH20A54057","2012-05-15","M","B103","","PM-D1","CH21","","","2012-05-31"]
["10058333","IM","Compteur de particules  CAS","CH21/P305","Pharmaceutical - ligne 5","CI-3100-4-1-5-8","115468","CLEAN AIR SERVICE AG","","M0012","PROD GMP  APPR OAPP QAPP","2012-05-09","CH20A54057","2012-05-15","M","B103","","PM-D1","CH21","","","2012-05-31"]
["10058896","IM","Manomètre -1/6 bars","CH21/P121","Zone  DSP1","-1/6 BARS","9709","CONNECTORATE AG","","B1094","PROD GMP  APPR OAPP QAPP","2009-01-01","CH20A54055","2012-06-26","M","B102","","PM-F","CH21","","","2012-06-26"]
["10058929","IM","pH mètre/Conductimètre","CH21/P101","Tech Biotech","SEVENMULTI","B222969463","METTLER-TOLEDO (SCHWEIZ) AG","","B10105","PROD GMP  APPR OAPP QAPP","2012-06-28","CH20A54055","2012-07-03","M","B102","","PM-F","CH21","","","2012-07-01"]
["10058930","IM","pH mètre/Conductimètre","CH21/P101","Tech Biotech","SEVENMULTI","B208720805","METTLER-TOLEDO (SCHWEIZ) AG","","B10105","PROD GMP  APPR OAPP QAPP","2012-06-28","CH20A54055","2012-07-03","M","B102","","PM-F","CH21","","","2012-07-01"]
["10058931","IM","pH mètre/Conductimètre","CH21/P101","Tech Biotech","SEVENMULTI","B208720804","METTLER-TOLEDO (SCHWEIZ) AG","","B10105","PROD GMP  APPR OAPP QAPP","2012-06-28","CH20A54055","2012-07-03","M","B102","","PM-F","CH21","","","2012-07-01"]
["10058933","IM","Unité d'extension pH","CH21/P101","Tech Biotech","N/A","332398","METTLER-TOLEDO (SCHWEIZ) AG","","B10105","PROD GMP  APPR OAPP QAPP","2012-06-28","CH20A54055","2012-07-03","M","B102","","PM-F","CH21","","","2012-07-01"]
["10058934","IM","Unité d'extension pH","CH21/P101","Tech Biotech","N/A","330700","METTLER-TOLEDO (SCHWEIZ) AG","","B10105","PROD GMP  APPR OAPP QAPP","2012-06-28","CH20A54055","2012-07-03","M","B102","","PM-F","CH21","","","2012-07-01"]
["10058935","IM","Unité d'extension pH","CH21/P101","Tech Biotech","N/A","330701","METTLER-TOLEDO (SCHWEIZ) AG","","B10105","PROD GMP  APPR OAPP QAPP","2012-06-28","CH20A54055","2012-07-03","M","B102","","PM-F","CH21","","","2012-07-01"]
["10058936","IM","Unité d'extension pH","CH21/P101","Tech Biotech","N/A","330715","METTLER-TOLEDO (SCHWEIZ) AG","","B10105","PROD GMP  APPR OAPP QAPP","2012-06-28","CH20A54055","2012-07-03","M","B102","","PM-F","CH21","","","2012-07-01"]
["10058937","IM","Unité d'extension conductivité","CH21/P101","Tech Biotech","N/A","332218","METTLER-TOLEDO (SCHWEIZ) AG","","B10105","PROD GMP  APPR OAPP QAPP","2012-06-28","CH20A54055","2012-07-03","M","B102","","PM-F","CH21","","","2012-07-01"]
["10058938","IM","Unité d'extension conductivité","CH21/P101","Tech Biotech","N/A","330673","METTLER-TOLEDO (SCHWEIZ) AG","","B10105","PROD GMP  APPR OAPP QAPP","2012-06-28","CH20A54055","2012-07-03","M","B102","","PM-F","CH21","","","2012-07-01"]
["10058939","IM","Unité d'extension conductivité","CH21/P101","Tech Biotech","N/A","331371","METTLER-TOLEDO (SCHWEIZ) AG","","B10105","PROD GMP  APPR OAPP QAPP","2012-06-28","CH20A54055","2012-07-03","M","B102","","PM-F","CH21","","","2012-07-01"]
["10058940","IM","Unité d'extension conductivité","CH21/P101","Tech Biotech","N/A","330691","METTLER-TOLEDO (SCHWEIZ) AG","","B10105","PROD GMP  APPR OAPP QAPP","2012-06-28","CH20A54055","2012-07-03","M","B102","","PM-F","CH21","","","2012-07-01"]
["10058985","IM","Compteur de particules  CAS","CH21/P302","Pharmaceutical - ligne 2","CI-3100-4-1-5-8","115170","CLEAN AIR SERVICE AG","","B0024","PROD GMP  APPR OAPP QAPP","2012-07-04","CH20A54057","2012-07-10","M","B102","","PM-D1","CH21","","","2012-12-04"]
["10058986","IM","Compteur de particules  CAS","CH21/P302","Pharmaceutical - ligne 2","CI-3100-4-1-5-8","115470","CLEAN AIR SERVICE AG","","B0024","PROD GMP  APPR OAPP QAPP","2012-07-04","CH20A54057","2012-07-10","M","B102","","PM-D1","CH21","","","2012-12-04"]
["10058987","IM","Compteur de particules  CAS","CH21/P302","Pharmaceutical - ligne 2","CI-3100-4-1-5-8","115471","CLEAN AIR SERVICE AG","","B0024","PROD GMP  APPR OAPP QAPP","2012-07-04","CH20A54057","2012-07-10","M","B102","","PM-D1","CH21","","","2012-12-04"]
["10058988","IM","Compteur de particules  CAS","CH21/P303","Pharmaceutical - ligne 3","CI-3100-4-1-5-8","126372","CLEAN AIR SERVICE AG","","B0024","PROD GMP  APPR OAPP QAPP","2012-07-04","CH20A54057","2012-07-10","M","B102","","PM-D1","CH21","","","2012-12-04"]
["10058989","IM","Compteur de particules  CAS","CH21/P305","Pharmaceutical - ligne 5","CI-3100-4-1-5-8","126371","CLEAN AIR SERVICE AG","","B0024","PROD GMP  APPR OAPP QAPP","2012-07-04","CH20A54057","2012-07-10","M","B102","","PM-D1","CH21","","","2012-12-04"]
["10058990","IM","Compteur de particules  CAS","CH21/P302","Pharmaceutical - ligne 2","CI-3100-4-1-5-8","126373","CLEAN AIR SERVICE AG","","B0024","PROD GMP  APPR OAPP QAPP","2012-07-04","CH20A54057","2012-07-10","M","B102","","PM-D1","CH21","","","2012-12-04"]
["10058991","IM","Compteur de particules  CAS","CH21/P302","Pharmaceutical - ligne 2","CI-3100-4-1-5-8","126369","CLEAN AIR SERVICE AG","","B0024","PROD GMP  APPR OAPP QAPP","2012-07-04","CH20A54057","2012-07-10","M","B102","","PM-D1","CH21","","","2012-12-04"]
["10058992","IM","Compteur de particules  CAS","CH21/P305","Pharmaceutical - ligne 5","CI-3100-4-1-5-8","126370","CLEAN AIR SERVICE AG","","B0024","PROD GMP  APPR OAPP QAPP","2012-07-04","CH20A54057","2012-07-10","M","B102","","PM-D1","CH21","","","2012-12-04"]
["10059016","IM","ANALYSEUR TOC","CH21/S400","Quality Control","SIEVERS GE900","12075886","GE ANALYTICAL INSTRUMENTS","","A1080","PROD GMP  BUS  APPR OAPP QAPP","2012-07-23","CH20A55050","2012-07-11","M","B101","","PM-V1","CH21","","","2012-07-23"]
["10059179","IM","Thermostat à immersion TC120","CH21/P305","Pharmaceutical - ligne 5","TC120","T21222004","GRANT","","B0059","PROD GMP  BUS  APPR OAPP QAPP","2012-07-01","CH20A54057","2012-07-30","M","B102","","PM-D1","CH21","","","2012-07-01"]
["10059180","IM","Thermostat à immersion TC120","CH21/P305","Pharmaceutical - ligne 5","TC120","T21226004","GRANT","","B0059","PROD GMP  BUS  APPR OAPP QAPP","2012-07-01","CH20A54057","2012-07-30","M","B102","","PM-D1","CH21","","","2012-07-01"]
["10059308","IM","Console wave Biostat Cultibag RM","CH21/P110","Zone Prod Biotech s/sol USP3","BIOSTAT CULTIBAG RM","00065.0612.RM11","SARTORIUS Stedim Biotech GMBH","","B0149","PROD GMP  BUS  APPR OAPP QAPP","2012-08-01","CH20A54055","2012-08-20","M","B102","","PM-F","CH21","","","2012-08-20"]
["10059309","IM","Console wave Biostat Cultibag RM","CH21/P110","Zone Prod Biotech s/sol USP3","BIOSTAT CULTIBAG RM","00064.0612.RM11","SARTORIUS Stedim Biotech GMBH","","B0149","PROD GMP  BUS  APPR OAPP QAPP","2012-08-01","CH20A54055","2012-08-20","M","B102","","PM-F","CH21","","","2012-08-20"]
["10059310","IM","Console wave Biostat Cultibag RM","CH21/P110","Zone Prod Biotech s/sol USP3","BIOSTAT CULTIBAG RM","00062.0512.RM11","SARTORIUS Stedim Biotech GMBH","","B0144","PROD GMP  BUS  APPR OAPP QAPP","2012-08-01","CH20A54055","2012-08-20","M","B102","","PM-F","CH21","","","2012-08-20"]
["10059311","IM","Console wave Biostat Cultibag RM","CH21/P110","Zone Prod Biotech s/sol USP3","BIOSTAT CULTIBAG RM","00072.0712.RMII","SARTORIUS Stedim Biotech GMBH","","B0144","PROD GMP  BUS  APPR OAPP QAPP","2012-08-01","CH20A54055","2012-08-20","M","B102","","PM-F","CH21","","","2012-08-20"]
["10059797","IM","Manomètre -1/9 bars à contact électrique","CH21/P101","Tech Biotech","-1/9 BARS À CONTACT","N/A","BAUMER ELECTRIC AG","","B10105","PROD GMP  APPR OAPP QAPP","2012-10-01","CH20A54055","2012-11-02","M","B102","","PM-F","CH21","","","2012-11-01"]
["10059798","IM","Manomètre -1/9 bars à contact électrique","CH21/P101","Tech Biotech","-1/9 BARS À CONTACT","N/A","BAUMER ELECTRIC AG","","B10105","PROD GMP  APPR OAPP QAPP","2012-10-01","CH20A54055","2012-11-02","M","B102","","PM-F","CH21","","","2012-11-01"]
["10059799","IM","Manomètre -1/9 bars à contact électrique","CH21/P101","Tech Biotech","-1/9 BARS À CONTACT","N/A","BAUMER ELECTRIC AG","","B10105","PROD GMP  APPR OAPP QAPP","2012-10-01","CH20A54055","2012-11-02","M","B102","","PM-F","CH21","","","2012-11-01"]
["10059967","IM","Compteur de particules  CAS","CH21/P303","Pharmaceutical - ligne 3","CI-3100-4-1-5-8","126847","CLEAN AIR SERVICE AG","","B0024","PROD GMP  APPR OAPP QAPP","2012-11-19","CH20A54057","2012-12-03","M","B102","","PM-D1","CH21","","","2013-01-04"]
["10059968","IM","Compteur de particules  CAS","CH21/P303","Pharmaceutical - ligne 3","CI-3100-4-1-5-8","126846","CLEAN AIR SERVICE AG","","B0024","PROD GMP  APPR OAPP QAPP","2012-11-19","CH20A54057","2012-12-03","M","B102","","PM-D1","CH21","","","2013-01-04"]
["10059969","IM","Compteur de particules  CAS","CH21/P302","Pharmaceutical - ligne 2","CI-3100-4-1-5-8","126845","CLEAN AIR SERVICE AG","","B0024","PROD GMP  APPR OAPP QAPP","2012-11-19","CH20A54057","2012-12-03","M","B102","","PM-D1","CH21","","","2013-01-04"]
["10059970","IM","Compteur de particules  CAS","CH21/P306","Pharmaceutical - ligne 6","CI-3100-4-1-5-8","126841","CLEAN AIR SERVICE AG","","B0024","PROD GMP  APPR OAPP QAPP","2012-11-19","CH20A54057","2012-12-03","M","B102","","PM-D1","CH21","","","2013-01-04"]
["10059971","IM","Compteur de particules  CAS","CH21/P302","Pharmaceutical - ligne 2","CI-3100-4-1-5-8","126840","CLEAN AIR SERVICE AG","","B0024","PROD GMP  APPR OAPP QAPP","2012-11-19","CH20A54057","2012-12-03","M","B102","","PM-D1","CH21","","","2013-01-04"]
["10059972","IM","Compteur de particules  CAS","CH21/P305","Pharmaceutical - ligne 5","CI-3100-4-1-5-8","126839","CLEAN AIR SERVICE AG","","B0024","PROD GMP  APPR OAPP QAPP","2012-11-19","CH20A54057","2012-12-03","M","B102","","PM-D1","CH21","","","2013-01-04"]
["10059973","IM","Compteur de particules  CAS","CH21/P306","Pharmaceutical - ligne 6","CI-3100-4-1-5-8","126838","CLEAN AIR SERVICE AG","","B0024","PROD GMP  APPR OAPP QAPP","2012-11-19","CH20A54057","2012-12-03","M","B102","","PM-D1","CH21","","","2013-01-04"]
["10059974","IM","Compteur de particules  CAS","CH21/P303","Pharmaceutical - ligne 3","CI-3100-4-1-5-8","126837","CLEAN AIR SERVICE AG","","B0024","PROD GMP  APPR OAPP QAPP","2012-11-19","CH20A54057","2012-12-03","M","B102","","PM-D1","CH21","","","2013-01-04"]
["10060015","IM","Compteur de particules SVSS","CH21/S400","Quality Control","SVSS","350-350","PAMAS","","A1080","PROD GMP  APPR OAPP QAPP","2012-10-15","CH20A55050","2012-12-11","M","B101","","PM-V1","CH21","","","2012-12-11"]
["10060017","IM","Coulomètre","CH21/S400","Quality Control","TITRANDO","1851001008135","METROHM SCHWEIZ AG","","A1044","PROD GMP  APPR OAPP QAPP","2012-12-01","CH20A55050","2012-12-11","M","B101","","PM-V1","CH21","","","2012-12-31"]
["10060018","IM","Coulomètre avec four associé","CH21/S400","Quality Control","TITRANDO","1851001008111","METROHM SCHWEIZ AG","","A1080","PROD GMP  APPR OAPP QAPP","2012-12-01","CH20A55050","2012-12-11","M","B101","X","PM-V1","CH21","","","2012-12-31"]
["10060038","IM","Compteur de particules","CH21/S400","Quality Control","C1-1054","126784","CLIMET","","A1099","PROD GMP  APPR OAPP QAPP","2012-10-15","CH20A55050","2012-12-14","M","B101","","PM-V1","CH21","","","2012-12-31"]
["10060039","IM","Compteur de particules","CH21/S400","Quality Control","C1-1054","126785","CLIMET","","A1099","PROD GMP  APPR OAPP QAPP","2012-10-15","CH20A55050","2012-12-14","M","B101","","PM-V1","CH21","","","2012-12-31"]
["10060040","IM","Compteur de particules","CH21/S400","Quality Control","C1-1054","126789","CLIMET","","A1099","PROD GMP  APPR OAPP QAPP","2012-10-15","CH20A55050","2012-12-14","M","B101","","PM-V1","CH21","","","2012-12-31"]
["10060041","IM","Compteur de particules","CH21/S400","Quality Control","C1-1054","126791","CLIMET","","A1099","PROD GMP  APPR OAPP QAPP","2012-10-15","CH20A55050","2012-12-14","M","B101","","PM-V1","CH21","","","2012-12-31"]
["10060065","IM","Détecteur RI  (sur  HPLC)","CH21/S400","Quality Control","2414","H12214997M","WATERS AG","","A1039","PROD GMP  APPR OAPP QAPP","2012-11-15","CH20A55050","2012-12-19","M","B101","","PM-V1","CH21","","","2013-01-01"]
["10060512","IM","Air Sampler","CH21/S400","Quality Control","MAS-100NT","105662","MERCK  Suisse SA","","A1099","PROD GMP  BUS  APPR OAPP QAPP","2012-12-21","CH20A55050","2013-01-21","M","B101","","PM-V2","CH21","","","2013-01-31"]
["10060514","IM","Air Sampler","CH21/S400","Quality Control","MAS-100NT","105663","MERCK  Suisse SA","","A1099","PROD GMP  BUS  APPR OAPP QAPP","2012-12-21","CH20A55050","2013-01-21","M","B101","","PM-V2","CH21","","","2013-01-31"]
["10060515","IM","Air Sampler","CH21/S400","Quality Control","MAS-100NT","105664","MERCK  Suisse SA","","A1099","PROD GMP  BUS  APPR OAPP QAPP","2012-12-21","CH20A55050","2013-01-21","M","B101","","PM-V2","CH21","","","2013-01-31"]
["10060516","IM","Air Sampler","CH21/S400","Quality Control","MAS-100NT","105665","MERCK  Suisse SA","","A1099","PROD GMP  BUS  APPR OAPP QAPP","2012-12-21","CH20A55050","2013-01-21","M","B101","","PM-V2","CH21","","","2013-01-31"]
["10060517","IM","Air Sampler","CH21/S400","Quality Control","MAS-100NT","105666","MERCK  Suisse SA","","A1099","PROD GMP  BUS  APPR OAPP QAPP","2012-12-21","CH20A55050","2013-01-21","M","B101","","PM-V2","CH21","","","2013-01-31"]
["10060518","IM","Air Sampler","CH21/S400","Quality Control","MSA-100NT","105667","MERCK  Suisse SA","","A1099","PROD GMP  BUS  APPR OAPP QAPP","2012-12-21","CH20A55050","2013-01-21","M","B101","","PM-V1","CH21","","","2013-01-31"]
["10060519","IM","Air Sampler","CH21/S400","Quality Control","MAS-100NT","105668","MERCK  Suisse SA","","A1099","PROD GMP  BUS  APPR OAPP QAPP","2012-12-21","CH20A55050","2013-01-21","M","B101","","PM-V2","CH21","","","2013-01-31"]
["10060520","IM","Air Sampler","CH21/S400","Quality Control","MAS-100NT","105669","MERCK  Suisse SA","","A1099","PROD GMP  BUS  APPR OAPP QAPP","2012-12-21","CH20A55050","2013-01-21","M","B101","","PM-V2","CH21","","","2013-01-31"]
["10060521","IM","Air Sampler","CH21/S400","Quality Control","MAS-100NT","105670","MERCK  Suisse SA","","A1099","PROD GMP  BUS  APPR OAPP QAPP","2012-12-21","CH20A55050","2013-01-21","M","B101","","PM-V1","CH21","","","2013-01-31"]
["10060522","IM","Air Sampler","CH21/S400","Quality Control","MAS-100NT","105671","MERCK  Suisse SA","","A1099","PROD GMP  BUS  APPR OAPP QAPP","2012-12-21","CH20A55050","2013-01-21","M","B101","","PM-V1","CH21","","","2013-01-31"]
["10060564","IM","MANOMETRE-1à 6BARS","CH21/P121","Zone  DSP1","-1À 6 BARS","093822490315","CONNECTORS AG","","B1094","PROD APPR OAPP QAPP",null,"CH20A54055","2013-01-30","M","B102","","PM-F","CH21","","","2013-01-30"]
["10060565","IM","MANOMETRE-1à 6 BARS","CH21/P121","Zone  DSP1","-1À 6 BARS","093822490317","CONNECTORS AG","","B1094","PROD APPR OAPP QAPP",null,"CH20A54055","2013-01-30","M","B102","","PM-F","CH21","","","2013-01-30"]
["10060567","IM","MANOMETRE","CH21/P121","Zone  DSP1","N/A","N/A","CONNECTORS AG","","B1025","PROD APPR OAPP QAPP",null,"CH20A54055","2013-01-30","M","B102","","PM-F","CH21","","","2013-01-30"]
["10060568","IM","MANOMETRE","CH21/P121","Zone  DSP1","N/A","N/A","CONNECTORS AG","","B1025","PROD APPR OAPP QAPP",null,"CH20A54055","2013-01-30","M","B102","","PM-F","CH21","","","2013-01-30"]
["10060587","IM","Module conductivity extension sevenmulti","CH21/P152","Zone Production DSP","51302822","332720","METTLER-TOLEDO (SCHWEIZ) AG","","A1023","PROD APPR OAPP QAPP","2013-01-16","CH20A54055","2013-02-05","M","B101","","PM-V2","CH21","","","2013-02-01"]
["10061095","IM","SPECTROPHOTOMETRE","CH21/P101","Tech Biotech","ULTROSPEC  2100 PRO CLASSIC","118996","GE HEALTHCARE EUROPE GMBH","","B1042","PROD GMP  APPR OAPP QAPP","2013-03-01","CH20A54055","2013-03-06","M","B102","","PM-V1","CH21","","","2013-03-01"]
["10061096","IM","SPECTROPHOTOMETRE","CH21/P101","Tech Biotech","ULTROSPEC  2100 PRO CLASSIC","119021","GE HEALTHCARE EUROPE GMBH","","B1023","PROD GMP  APPR OAPP QAPP","2013-03-01","CH20A54055","2013-03-06","M","B102","","PM-V1","CH21","","","2013-03-01"]
["10061427","IM","Manomètre  -1 à  6 bars","CH21/P128","Zone  DSP2","MDM05 -1/6 BARS","N/A","CONNECTORS AG","","B1073","PROD GMP  APPR OAPP QAPP","2013-02-01","CH20A54055","2013-04-10","M","B102","","PM-F","CH21","","","2013-04-01"]
["10061428","IM","Manomètre  -1 à  6 bars","CH21/P101","Tech Biotech","MDM05 -1/6 BARS","N/A","CONNECTORS AG","","B10105","PROD GMP  APPR OAPP QAPP","2013-02-01","CH20A54055","2013-04-10","M","B102","","PM-F","CH21","","","2013-04-01"]
["10061429","IM","Manomètre  -1 à  6 bars","CH21/P101","Tech Biotech","MDM05 -1/6 BARS","N/A","CONNECTORS AG","","B10105","PROD GMP  APPR OAPP QAPP","2013-02-01","CH20A54055","2013-04-10","M","B102","","PM-F","CH21","","","2013-04-01"]
["10061430","IM","Manomètre  -1 à  6 bars","CH21/P101","Tech Biotech","MDM05 -1/6 BARS","N/A","CONNECTORS AG","","B10105","PROD GMP  APPR OAPP QAPP","2013-02-01","CH20A54055","2013-04-10","M","B102","","PM-F","CH21","","","2013-04-01"]
["10061431","IM","Manomètre  -1 à  6 bars","CH21/P101","Tech Biotech","MDM05 -1/6 BARS","N/A","CONNECTORS AG","","B10105","PROD GMP  APPR OAPP QAPP","2013-02-01","CH20A54055","2013-04-10","M","B102","","PM-F","CH21","","","2013-04-01"]
["10061432","IM","Manomètre  -1 à  6 bars","CH21/P101","Tech Biotech","MDM05 -1/6 BARS","N/A","CONNECTORS AG","","B10105","PROD GMP  APPR OAPP QAPP","2013-02-01","CH20A54055","2013-04-10","M","B102","","PM-F","CH21","","","2013-04-01"]
["10061433","IM","Manomètre  -1 à  6 bars","CH21/P101","Tech Biotech","MDM05 -1/6 BARS","N/A","CONNECTORS AG","","B10105","PROD GMP  APPR OAPP QAPP","2013-02-01","CH20A54055","2013-04-10","M","B102","","PM-F","CH21","","","2013-04-01"]
["10061434","IM","Manomètre  -1 à  6 bars","CH21/P101","Tech Biotech","MDM05 -1/6 BARS","N/A","CONNECTORS AG","","B10105","PROD GMP  APPR OAPP QAPP","2013-02-01","CH20A54055","2013-04-10","M","B102","","PM-F","CH21","","","2013-04-01"]
["10061435","IM","Manomètre  -1 à  6 bars","CH21/P101","Tech Biotech","MDM05 -1/6 BARS","N/A","CONNECTORS AG","","B10105","PROD GMP  APPR OAPP QAPP","2013-02-01","CH20A54055","2013-04-10","M","B102","","PM-F","CH21","","","2013-04-01"]
["10061436","IM","Manomètre  -1 à  6 bars","CH21/P101","Tech Biotech","MDM05 -1/6 BARS","N/A","CONNECTORS AG","","B10105","PROD GMP  APPR OAPP QAPP","2013-02-01","CH20A54055","2013-04-10","M","B102","","PM-F","CH21","","","2013-04-01"]
["10061438","IM","Manomètre  -1 à  3 bars","CH21/P101","Tech Biotech","10EM -1/3 BARS","N/A","CONNECTORS AG","","B10105","PROD GMP  APPR OAPP QAPP","2013-01-01","CH20A54055","2013-04-11","M","B102","","PM-F","CH21","","","2013-03-01"]
["10061439","IM","Manomètre  -1 à  3 bars","CH21/P101","Tech Biotech","10EM -1/3 BARS","N/A","CONNECTORS AG","","B10105","PROD GMP  APPR OAPP QAPP","2013-01-01","CH20A54055","2013-04-11","M","B102","","PM-F","CH21","","","2013-03-01"]
["10061440","IM","Manomètre  -1 à  3 bars","CH21/P101","Tech Biotech","10EM -1/3 BARS","N/A","CONNECTORS AG","","B10105","PROD GMP  APPR OAPP QAPP","2013-01-01","CH20A54055","2013-04-11","M","B102","","PM-F","CH21","","","2013-03-01"]
["10061441","IM","Manomètre  -1 à  3 bars","CH21/P101","Tech Biotech","10EM -1/3 BARS","N/A","CONNECTORS AG","","B10105","PROD GMP  APPR OAPP QAPP","2013-01-01","CH20A54055","2013-04-11","M","B102","","PM-F","CH21","","","2013-03-01"]
["10061442","IM","Manomètre  -1 à  3 bars","CH21/P122","Zone DSP4","10EM -1/3 BARS","N/A","CONNECTORS AG","","B1036","PROD GMP  APPR OAPP QAPP","2013-01-01","CH20A54055","2013-04-11","M","B102","","PM-F","CH21","","","2013-03-01"]
["10061443","IM","Manomètre  -1 à  3 bars","CH21/P122","Zone DSP4","10EM -1/3 BARS","N/A","CONNECTORS AG","","B1036","PROD GMP  APPR OAPP QAPP","2013-01-01","CH20A54055","2013-04-11","M","B102","","PM-F","CH21","","","2013-03-01"]
["10061444","IM","Manomètre  -1 à  3 bars","CH21/P101","Tech Biotech","10EM -1/3 BARS","N/A","CONNECTORS AG","","B10105","PROD GMP  APPR OAPP QAPP","2013-01-01","CH20A54055","2013-04-11","M","B102","","PM-F","CH21","","","2013-03-01"]
["10061445","IM","Manomètre  -1 à  3 bars","CH21/P101","Tech Biotech","10EM -1/3 BARS","N/A","CONNECTORS AG","","B10105","PROD GMP  APPR OAPP QAPP","2013-01-01","CH20A54055","2013-04-11","M","B102","","PM-F","CH21","","","2013-03-01"]
["10061446","IM","Manomètre  -1 à  3 bars","CH21/P101","Tech Biotech","10EM -1/3 BARS","N/A","CONNECTORS AG","","B1042","PROD GMP  APPR OAPP QAPP","2013-01-01","CH20A54055","2013-04-11","M","B102","","PM-F","CH21","","","2013-03-01"]
["10061450","IM","Manomètre  -1 à  5 bars","CH21/P122","Zone DSP4","MEX3 -1/ 5 BARS","N/A","BAUMER BOURDON-HAENNI AG","","B1036","PROD GMP  APPR OAPP QAPP","2013-01-01","CH20A54055","2013-04-12","M","B102","","PM-F","CH21","","","2013-04-01"]
["10061451","IM","Manomètre  -1 à  5 bars","CH21/P101","Tech Biotech","MEX3 -1/ 5 BARS","N/A","BAUMER BOURDON-HAENNI AG","","B10105","PROD GMP  APPR OAPP QAPP","2013-01-01","CH20A54055","2013-04-12","M","B102","","PM-F","CH21","","","2013-04-01"]
["10061452","IM","Manomètre  -1 à  5 bars","CH21/P128","Zone  DSP2","MEX3 -1/ 5 BARS","N/A","BAUMER BOURDON-HAENNI AG","","B10114","PROD GMP  APPR OAPP QAPP","2013-01-01","CH20A54055","2013-04-12","M","B102","","PM-F","CH21","","","2013-04-01"]
["10061508","IM","Générateur d'hydrogène","CH21/S400","Quality Control","20-ND-H2-180","0335-0004-3012","F-DGS","","A1080","PROD APPR OAPP QAPP","2013-04-19","CH20A55050","2013-04-23","M","B101","","PM-V1","CH21","","","2013-04-22"]
["10061538","IM","Système acquisition de données","CH21/S200","Technical services","VALIDATOR 2000/ X2010","1301009","GE SENSING / KAYE INSTRUMENTS","","A0146","PROD GMP  APPR OAPP QAPP","2013-04-15","CH20A54052","2013-04-25","M","B101","","PM-V6","CH21","","","2013-04-30"]
["10061539","IM","Système acquisition de données","CH21/S200","Technical services","VALIDATOR 2000/ X2010","1302009","GE SENSING / KAYE INSTRUMENTS","","A0146","PROD GMP  APPR OAPP QAPP","2013-04-15","CH20A54052","2013-04-25","M","B101","","PM-V6","CH21","","","2013-04-30"]
["10061540","IM","Module: Sensor input  \"SIM\"","CH21/S200","Technical services","VALIDATOR 2000/ X2025","0113031","GE SENSING / KAYE INSTRUMENTS","","A0146","PROD GMP  APPR OAPP QAPP","2013-04-15","CH20A54052","2013-04-25","M","B101","","PM-V6","CH21","","","2013-04-30"]
["10061541","IM","Module: Sensor input  \"SIM\"","CH21/S200","Technical services","VALIDATOR 2000/ X2025","0113032","GE SENSING / KAYE INSTRUMENTS","","A0146","PROD GMP  APPR OAPP QAPP","2013-04-15","CH20A54052","2013-04-25","M","B101","","PM-V6","CH21","","","2013-04-30"]
["10061542","IM","Module: Sensor input  \"SIM\"","CH21/S200","Technical services","VALIDATOR 2000/ X2025","0113033","GE SENSING / KAYE INSTRUMENTS","","A0146","PROD GMP  APPR OAPP QAPP","2013-04-15","CH20A54052","2013-04-25","M","B101","","PM-V6","CH21","","","2013-04-30"]
["10061543","IM","Module: Sensor input  \"SIM\"","CH21/S200","Technical services","VALIDATOR 2000/ X2025","0112092","GE SENSING / KAYE INSTRUMENTS","","A0146","PROD GMP  APPR OAPP QAPP","2013-04-15","CH20A54052","2013-04-25","M","B101","","PM-V6","CH21","","","2013-04-30"]
["10061544","IM","Module: Sensor input  \"SIM\"","CH21/S200","Technical services","VALIDATOR 2000/ X2025","0112093","GE SENSING / KAYE INSTRUMENTS","","A0146","PROD GMP  APPR OAPP QAPP","2013-04-15","CH20A54052","2013-04-25","M","B101","","PM-V6","CH21","","","2013-04-30"]
["10061545","IM","Module: Sensor input  \"SIM\"","CH21/S200","Technical services","VALIDATOR 2000/ X2025","0112091","GE SENSING / KAYE INSTRUMENTS","","A0146","PROD GMP  APPR OAPP QAPP","2013-04-15","CH20A54052","2013-04-25","M","B101","","PM-V6","CH21","","","2013-04-30"]
["10061571","IM","INTEGRITEST IT4","CH21/P101","Tech Biotech","XIT4N","IT4N1139","MILLIPORE","","B10149","PROD GMP  APPR OAPP QAPP","2013-03-01","CH20A54055","2013-04-30","M","B102","","PM-V1","CH21","","","2013-06-01"]
["10061572","IM","INTEGRITEST IT4","CH21/P101","Tech Biotech","XIT4N","IT4N1085","MILLIPORE","","B10105","PROD GMP  APPR OAPP QAPP","2013-03-01","CH20A54055","2013-04-30","M","B102","","PM-V1","CH21","","","2013-06-01"]
["10061762","IM","Compteur de particules CLIMET","CH21/P306","Pharmaceutical - ligne 6","CI-154-02","126800","CLIMET","","B00","PROD GMP  APPR OAPP QAPP","2013-03-25","CH20A54057","2013-05-13","M","B102","","PM-D1","CH21","","","2013-03-25"]
["10061837","IM","Module: Sensor input  \"SIM\"","CH21/S200","Technical services","X2025","0313089","GE SENSING / KAYE INSTRUMENTS","","A0146","PROD GMP  APPR OAPP QAPP","2013-05-17","CH20A54052","2013-05-21","M","B101","","PM-V6","CH21","","","2013-05-30"]
["10061838","IM","Module: Sensor input  \"SIM\"","CH21/S200","Technical services","X2025","0313090","GE SENSING / KAYE INSTRUMENTS","","A0146","PROD GMP  APPR OAPP QAPP","2013-05-17","CH20A54052","2013-05-21","M","B101","","PM-V6","CH21","","","2013-05-30"]
["10061839","IM","Module: Sensor input  \"SIM\"","CH21/S200","Technical services","X2025","0313091","GE SENSING / KAYE INSTRUMENTS","","A0146","PROD GMP  APPR OAPP QAPP","2013-05-17","CH20A54052","2013-05-21","M","B101","","PM-V6","CH21","","","2013-05-30"]
["10061840","IM","Module: Sensor input  \"SIM\"","CH21/S200","Technical services","X2025","0313098","GE SENSING / KAYE INSTRUMENTS","","A0146","PROD GMP  APPR OAPP QAPP","2013-05-17","CH20A54052","2013-05-21","M","B101","","PM-V6","CH21","","","2013-05-30"]
["10061841","IM","Module: Sensor input  \"SIM\"","CH21/S200","Technical services","X2025","0313099","GE SENSING / KAYE INSTRUMENTS","","A0146","PROD GMP  APPR OAPP QAPP","2013-05-17","CH20A54052","2013-05-21","M","B101","","PM-V6","CH21","","","2013-05-30"]
["10061842","IM","Module: Sensor input  \"SIM\"","CH21/S200","Technical services","X2025","0313100","GE SENSING / KAYE INSTRUMENTS","","A0146","PROD GMP  APPR OAPP QAPP","2013-05-17","CH20A54052","2013-05-21","M","B101","","PM-V6","CH21","","","2013-05-30"]
["10062026","IM","Dynamomètre BFG","CH21/S200","Technical services","BFG 50N","13-0222-05","BRUETSCH/RUEGGER AG","","A0146","STO  GMP  APPR OAPP QAPP","2013-05-14","CH20A54052","2013-06-03","M","B101","","PM-V1","CH21","","","2013-06-15"]
["10062118","IM","OSMOMETRE","CH21/S400","Quality Control","3320","12063986B","Advanced Instrument","","A1065","PROD GMP  BUS  APPR OAPP QAPP","2013-06-18","CH20A55050","2013-06-19","M","B101","","PM-V1","CH21","","","2013-06-18"]
["10062196","IM","MANOMETRE  -1 à 6 BARS","CH21/P101","Tech Biotech","-1 À 6 BARS","N/A","CONNECTORS AG","","B10105","PROD GMP  APPR OAPP QAPP","2013-06-01","CH20A54055","2013-07-02","M","B102","","PM-F","CH21","","","2013-06-27"]
["10062197","IM","MANOMETRE  -1 à 6 BARS","CH21/P101","Tech Biotech","-1 À 6 BARS","N/A","CONNECTORS AG","","B10105","PROD GMP  APPR OAPP QAPP","2013-06-01","CH20A54055","2013-07-02","M","B102","","PM-F","CH21","","","2013-06-27"]
["10062198","IM","MANOMETRE  -1 à 6 BARS","CH21/P101","Tech Biotech","-1 À 6 BARS","N/A","CONNECTORS AG","","B10105","PROD GMP  APPR OAPP QAPP","2013-06-01","CH20A54055","2013-07-02","M","B102","","PM-F","CH21","","","2013-06-27"]
["10062199","IM","MANOMETRE  -1 à 6 BARS","CH21/P101","Tech Biotech","-1 À 6 BARS","N/A","CONNECTORS AG","","B10105","PROD GMP  APPR OAPP QAPP","2013-06-01","CH20A54055","2013-07-02","M","B102","","PM-F","CH21","","","2013-06-27"]
["10062200","IM","MANOMETRE  -1 à 6 BARS","CH21/P101","Tech Biotech","-1 À 6 BARS","N/A","CONNECTORS AG","","B10105","PROD GMP  APPR OAPP QAPP","2013-06-01","CH20A54055","2013-07-02","M","B102","","PM-F","CH21","","","2013-06-27"]
["10062201","IM","MANOMETRE  -1 à 6 BARS","CH21/P101","Tech Biotech","-1 À 6 BARS","N/A","CONNECTORS AG","","B10105","PROD GMP  APPR OAPP QAPP","2013-06-01","CH20A54055","2013-07-02","M","B102","","PM-F","CH21","","","2013-06-27"]
["10062202","IM","MANOMETRE  -1 à 6 BARS","CH21/P101","Tech Biotech","-1 À 6 BARS","N/A","CONNECTORS AG","","B10105","PROD GMP  APPR OAPP QAPP","2013-06-01","CH20A54055","2013-07-02","M","B102","","PM-F","CH21","","","2013-06-27"]
["10062203","IM","MANOMETRE  -1 à 6 BARS","CH21/P101","Tech Biotech","-1 À 6 BARS","N/A","CONNECTORS AG","","B10105","PROD GMP  APPR OAPP QAPP","2013-06-01","CH20A54055","2013-07-02","M","B102","","PM-F","CH21","","","2013-06-27"]
["10062204","IM","MANOMETRE  -1 à 6 BARS","CH21/P101","Tech Biotech","-1 À 6 BARS","N/A","CONNECTORS AG","","B10105","PROD GMP  APPR OAPP QAPP","2013-06-01","CH20A54055","2013-07-02","M","B102","","PM-F","CH21","","","2013-06-27"]
["10062205","IM","MANOMETRE  -1 à 6 BARS","CH21/P101","Tech Biotech","-1 À 6 BARS","N/A","CONNECTORS AG","","B10105","PROD GMP  APPR OAPP QAPP","2013-06-01","CH20A54055","2013-07-02","M","B102","","PM-F","CH21","","","2013-06-27"]
["10062206","IM","MANOMETRE  -1 à 6 BARS","CH21/P101","Tech Biotech","-1 À 6 BARS","N/A","CONNECTORS AG","","B10105","PROD GMP  APPR OAPP QAPP","2013-06-01","CH20A54055","2013-07-02","M","B102","","PM-F","CH21","","","2013-06-27"]
["10062207","IM","MANOMETRE  -1 à 6 BARS","CH21/P101","Tech Biotech","-1 À 6 BARS","N/A","CONNECTORS AG","","B10105","PROD GMP  APPR OAPP QAPP","2013-06-01","CH20A54055","2013-07-02","M","B102","","PM-F","CH21","","","2013-06-27"]
["10062208","IM","MANOMETRE  -1 à 6 BARS","CH21/P101","Tech Biotech","-1 À 6 BARS","N/A","CONNECTORS AG","","B10105","PROD GMP  APPR OAPP QAPP","2013-06-01","CH20A54055","2013-07-02","M","B102","","PM-F","CH21","","","2013-06-27"]
["10062209","IM","MANOMETRE  -1 à 6 BARS","CH21/P101","Tech Biotech","-1 À 6 BARS","N/A","CONNECTORS AG","","B10105","PROD GMP  APPR OAPP QAPP","2013-06-01","CH20A54055","2013-07-02","M","B102","","PM-F","CH21","","","2013-06-27"]
["10062210","IM","MANOMETRE  -1 à 6 BARS","CH21/P101","Tech Biotech","-1 À 6 BARS","N/A","CONNECTORS AG","","B10105","PROD GMP  APPR OAPP QAPP","2013-06-01","CH20A54055","2013-07-02","M","B102","","PM-F","CH21","","","2013-06-27"]
["10062211","IM","MANOMETRE  -1 à 6 BARS","CH21/P122","Zone DSP4","-1 À 6 BARS","N/A","CONNECTORS AG","","B1036","PROD GMP  APPR OAPP QAPP","2013-06-01","CH20A54055","2013-07-02","M","B102","","PM-F","CH21","","","2013-06-27"]
["10062212","IM","MANOMETRE  -1 à 6 BARS","CH21/P121","Zone  DSP1","-1 À 6 BARS","N/A","CONNECTORS AG","","A0129","PROD GMP  APPR OAPP QAPP","2013-06-01","CH20A54055","2013-07-02","M","B101","","PM-F","CH21","","","2013-06-27"]
["10062213","IM","MANOMETRE  -1 à 6 BARS","CH21/P101","Tech Biotech","-1 À 6 BARS","N/A","CONNECTORS AG","","B10105","PROD GMP  APPR OAPP QAPP","2013-06-01","CH20A54055","2013-07-02","M","B102","","PM-F","CH21","","","2013-06-27"]
["10062214","IM","MANOMETRE  -1 à 6 BARS","CH21/P101","Tech Biotech","-1 À 6 BARS","N/A","CONNECTORS AG","","B10105","PROD GMP  APPR OAPP QAPP","2013-06-01","CH20A54055","2013-07-02","M","B102","","PM-F","CH21","","","2013-06-27"]
["10062215","IM","MANOMETRE  -1 à 6 BARS","CH21/P101","Tech Biotech","-1 À 6 BARS","N/A","CONNECTORS AG","","B10105","PROD GMP  APPR OAPP QAPP","2013-06-01","CH20A54055","2013-07-02","M","B102","","PM-F","CH21","","","2013-06-27"]
["10062217","IM","MANOMETRE en ligne TC25  -1 à 6 BARS","CH21/P101","Tech Biotech","-1 À 6 BARS","N/A","CONNECTORS AG","","B10105","PROD GMP  APPR OAPP QAPP","2013-06-01","CH20A54055","2013-07-02","M","B102","","PM-F","CH21","","","2013-06-27"]
["10062218","IM","MANOMETRE en ligne TC25  -1 à 6 BARS","CH21/P101","Tech Biotech","-1 À 6 BARS","N/A","CONNECTORS AG","","B10105","PROD GMP  APPR OAPP QAPP","2013-06-01","CH20A54055","2013-07-02","M","B102","","PM-F","CH21","","","2013-06-27"]
["10062219","IM","MANOMETRE en ligne TC25  -1 à 6 BARS","CH21/P101","Tech Biotech","-1 À 6 BARS","N/A","CONNECTORS AG","","B10105","PROD GMP  APPR OAPP QAPP","2013-06-01","CH20A54055","2013-07-02","M","B102","","PM-F","CH21","","","2013-06-27"]
["10062220","IM","MANOMETRE en ligne TC25  -1 à 6 BARS","CH21/P101","Tech Biotech","-1 À 6 BARS","N/A","CONNECTORS AG","","B10105","PROD GMP  APPR OAPP QAPP","2013-06-01","CH20A54055","2013-07-02","M","B102","","PM-F","CH21","","","2013-06-27"]
["10062221","IM","MANOMETRE en ligne TC25  -1 à 6 BARS","CH21/P101","Tech Biotech","-1 À 6 BARS","N/A","CONNECTORS AG","","B10105","PROD GMP  APPR OAPP QAPP","2013-06-01","CH20A54055","2013-07-02","M","B102","","PM-F","CH21","","","2013-06-27"]
["10062222","IM","MANOMETRE en ligne TC50  -1 à 3 BARS","CH21/P101","Tech Biotech","-1 À 3 BARS","N/A","CONNECTORS AG","","B10105","PROD GMP  APPR OAPP QAPP","2013-06-01","CH20A54055","2013-07-02","M","B102","","PM-F","CH21","","","2013-06-27"]
["10062223","IM","MANOMETRE en ligne TC50  -1 à 6 BARS","CH21/P101","Tech Biotech","-1 À 6 BARS","N/A","CONNECTORS AG","","B10105","PROD GMP  APPR OAPP QAPP","2013-06-01","CH20A54055","2013-07-02","M","B102","","PM-F","CH21","","","2013-06-27"]
["10062224","IM","MANOMETRE en ligne TC50  -1 à 6 BARS","CH21/P101","Tech Biotech","-1 À 6 BARS","N/A","CONNECTORS AG","","B10105","PROD GMP  APPR OAPP QAPP","2013-06-01","CH20A54055","2013-07-02","M","B102","","PM-F","CH21","","","2013-06-27"]
["10062225","IM","MANOMETRE en ligne TC50  -1 à 6 BARS","CH21/P101","Tech Biotech","-1 À 6 BARS","N/A","CONNECTORS AG","","B10105","PROD GMP  APPR OAPP QAPP","2013-06-01","CH20A54055","2013-07-02","M","B102","","PM-F","CH21","","","2013-06-27"]
["10062226","IM","MANOMETRE en ligne TC50  -1 à 6 BARS","CH21/P101","Tech Biotech","-1 À 6 BARS","N/A","CONNECTORS AG","","B10105","PROD GMP  APPR OAPP QAPP","2013-06-01","CH20A54055","2013-07-02","M","B102","","PM-F","CH21","","","2013-06-27"]
["10062227","IM","MANOMETRE en ligne TC50  -1 à 6 BARS","CH21/P101","Tech Biotech","-1 À 6 BARS","N/A","CONNECTORS AG","","B10105","PROD GMP  APPR OAPP QAPP","2013-06-01","CH20A54055","2013-07-02","M","B102","","PM-F","CH21","","","2013-06-27"]
["10062241","IM","MANOMETRE  -1 à 6 BARS","CH21/P122","Zone DSP4","-1 À 6 BARS","N/A","CONNECTORS AG","","B1036","PROD GMP  APPR OAPP QAPP","2013-06-01","CH20A54055","2013-07-08","M","B102","","PM-F","CH21","","","2013-06-26"]
["10062242","IM","MANOMETRE  -1 à 3 BARS","CH21/P122","Zone DSP4","-1 À 3 BARS","N/A","CONNECTORS AG","","B1036","PROD GMP  APPR OAPP QAPP","2013-06-01","CH20A54055","2013-07-08","M","B102","","PM-F","CH21","","","2013-06-26"]
["10062243","IM","MANOMETRE  -1 à 3 BARS","CH21/P101","Tech Biotech","-1 À 3 BARS","N/A","CONNECTORS AG","","B10105","PROD GMP  APPR OAPP QAPP","2013-06-01","CH20A54055","2013-07-08","M","B102","","PM-F","CH21","","","2013-06-27"]
["10062244","IM","MANOMETRE  -1 à 3 BARS","CH21/P101","Tech Biotech","-1 À 3 BARS","N/A","CONNECTORS AG","","B10105","PROD GMP  APPR OAPP QAPP","2013-06-01","CH20A54055","2013-07-08","M","B102","","PM-F","CH21","","","2013-06-27"]
["10062245","IM","MANOMETRE  -1 à 3 BARS","CH21/P101","Tech Biotech","-1 À 3 BARS","N/A","CONNECTORS AG","","B10105","PROD GMP  APPR OAPP QAPP","2013-06-01","CH20A54055","2013-07-08","M","B102","","PM-F","CH21","","","2013-06-27"]
["10062246","IM","MANOMETRE  -1 à 3 BARS","CH21/P101","Tech Biotech","-1 À 3 BARS","N/A","CONNECTORS AG","","B10105","PROD GMP  APPR OAPP QAPP","2013-06-01","CH20A54055","2013-07-08","M","B102","","PM-F","CH21","","","2013-06-27"]
["10062248","IM","MANOMETRE  -1 à 3 BARS","CH21/P101","Tech Biotech","-1 À 3 BARS","N/A","CONNECTORS AG","","B10105","PROD GMP  APPR OAPP QAPP","2013-06-01","CH20A54055","2013-07-08","M","B102","","PM-F","CH21","","","2013-06-27"]
["10062249","IM","MANOMETRE  -1 à 3 BARS","CH21/P101","Tech Biotech","-1 À 3 BARS","N/A","CONNECTORS AG","","B10105","PROD GMP  APPR OAPP QAPP","2013-06-01","CH20A54055","2013-07-08","M","B102","","PM-F","CH21","","","2013-06-27"]
["10062767","IM","Analyseur  cubian XL","CH21/P151","Zone Production USP5 s/sol","CUBIAN XL","7227-0118","OPTOCELL","","B1075","PROD GMP  BUS  APPR OAPP QAPP","2013-08-01","CH20A54055","2013-08-30","M","B102","","PM-V1","CH21","","","2013-09-01"]
["10062776","IM","Dynamomètre  AFTI","CH21/S200","Technical services","AFTI","13-0263-06","BRUETSCH/RUEGGER AG","","A0146","PROD GMP  APPR OAPP QAPP","2013-08-30","CH20A54052","2013-09-02","M","B101","","PM-V2","CH21","","","2013-09-02"]
["10063083","IM","Détecteur endotoxin MCS Kinetic reader","CH21/S400","Quality Control","ENDOSAF MCS KINETIC READER","0365","CHARLES RIVER LABORATORIES","","A1093","PROD GMP  APPR OAPP QAPP","2013-10-01","CH20A55050","2013-10-01","M","B101","","PM-V1","CH21","","","2013-10-01"]
["10063200","IM","Conductimètre","CH21/S400","Quality Control","856","1856001011286","METROHM SCHWEIZ AG","","A1080","PROD GMP  APPR OAPP QAPP","2013-10-10","CH20A55050","2013-10-10","M","B101","","PM-V1","CH21","","","2013-10-30"]
["10063201","IM","Conductimètre","CH21/S400","Quality Control","856","1856001011300","METROHM SCHWEIZ AG","","A1044","PROD GMP  APPR OAPP QAPP","2013-10-10","CH20A55050","2013-10-10","M","B101","","PM-V1","CH21","","","2013-10-30"]
["10063399","IM","Micro-osmomètre","CH21/P101","Tech Biotech","210","13024936D","Advanced Instruments, Inc","","B10105","PROD GMP  APPR OAPP QAPP","2013-08-01","CH20A54055","2013-11-05","M","B102","","PM-F","CH21","","","2013-08-01"]
["10063400","IM","Micro-osmomètre","CH21/P101","Tech Biotech","210","13065296D","Advanced Instruments, Inc","","B10105","PROD GMP  APPR OAPP QAPP","2013-08-01","CH20A54055","2013-11-05","M","B102","","PM-F","CH21","","","2013-08-01"]
["10063449","IM","Lecteur de codes brailles","CH21/S400","Quality Control","DOTSCAN","1307078","Gradient AG","","K0008","PROD GMP  APPR OAPP QAPP","2013-05-01","CH20A55050","2013-11-12","M","B104","","PM-V1","CH21","","","2013-12-30"]
["10063473","IM","Filtre dichromate (pour spectromètre)","CH21/S200","Technical services","667-UV60","0809","HELLMA  ANALYTICS","","A0146","PROD GMP  APPR OAPP QAPP","2013-06-01","CH20A54052","2013-11-14","M","B101","","PM-V1","CH21","","","2013-11-01"]
["10063474","IM","Filtre dichromate (pour spectromètre)","CH21/S200","Technical services","667-UV60","0811","HELLMA  ANALYTICS","","A0146","PROD GMP  APPR OAPP QAPP","2013-06-01","CH20A54052","2013-11-14","M","B101","","PM-V1","CH21","","","2013-11-01"]
["10063475","IM","Filtre dichromate (pour spectromètre)","CH21/S200","Technical services","667-UV60","0815","HELLMA  ANALYTICS","","A0146","PROD GMP  APPR OAPP QAPP","2013-06-01","CH20A54052","2013-11-14","M","B101","","PM-V1","CH21","","","2013-11-01"]
["10063476","IM","Filtre dichromate (pour spectromètre)","CH21/S200","Technical services","667-UV60","0816","HELLMA  ANALYTICS","","A0146","PROD GMP  APPR OAPP QAPP","2013-06-01","CH20A54052","2013-11-14","M","B101","","PM-V1","CH21","","","2013-11-01"]
["10064058","IM","Absorbance test plate","CH21/S200","Technical services","7260522E","279051","BioTek instruments","","A1092","PROD GMP  APPR OAPP QAPP","2013-12-18","CH20A54052","2013-12-19","M","B101","","PM-V1","CH21","","","2013-12-20"]
["10064263","IM","Diluteur de particules","CH21/S200","Technical services","DIL 554","5541304396","TOPAS","","A0146","PROD GMP  APPR OAPP QAPP","2014-01-17","CH20A54052","2014-01-27","M","B101","","PM-V6","CH21","","","2014-01-30"]
["10064264","IM","Compteur de particules","CH21/S200","Technical services","S3100","131204032","light house worldwide solution","","A0146","PROD GMP  APPR OAPP QAPP","2014-01-17","CH20A54052","2014-01-27","M","B101","","PM-V6","CH21","","","2014-01-30"]
["10064265","IM","Compteur de particules","CH21/S200","Technical services","S3100","131004050","light house worldwide solution","","A0146","PROD GMP  APPR OAPP QAPP","2014-01-17","CH20A54052","2014-01-27","M","B101","","PM-V6","CH21","","","2014-01-30"]
["10064268","IM","ANALYSEUR TOC","CH21/S400","Quality Control","GE900","13086667","GE ANALYTICAL INSTRUMENTS","","A1080","PROD GMP  APPR OAPP QAPP","2013-10-10","CH20A55050","2014-01-28","M","B101","","PM-V1","CH21","","","2014-04-15"]
["10064319","IM","Détecteur de gaz CO,O2, H2S, Méthane","CH21/P190","Cellule","PS241","209507","GMI, Gas measurement Ltd","","A0139","PROD EHS  APPR OAPP QAPP","2013-12-12","CH20A54055","2014-02-03","M","B101","","PM-V1","CH21","","","2014-02-03"]
["10064325","IM","Testeur d'intégrité des filtres","CH21/P306","Pharmaceutical - ligne 6","INTEGRITEST 4","IT4N 1262","MILLIPORE","","B0022","PROD GMP  BUS  APPR OAPP QAPP","2014-02-11","CH20A54057","2014-02-04","M","B102","","PM-D1","CH21","","A1081","2014-02-11"]
["10064326","IM","Testeur d'intégrité des filtres","CH21/P305","Pharmaceutical - ligne 5","INTEGRITEST 4","IT4N 1267","MILLIPORE","","B0059","PROD GMP  BUS  APPR OAPP QAPP","2014-02-11","CH20A54057","2014-02-04","M","B102","","PM-D1","CH21","","","2014-02-11"]
["10064328","IM","Quartz control plate, Polarimètre","CH21/S200","Technical services","104463","31091294","ANTON PAAR","","A1080","PROD GMP  APPR OAPP QAPP","2013-10-01","CH20A54052","2014-02-05","M","B101","","PM-V1","CH21","","","2014-03-01"]
["10064329","IM","FERITSCOPE","CH21/S200","Technical services","FMP30","130006125","Helmut Fischer AG","","H00","PROD GMP  APPR OAPP QAPP","2014-01-28","CH20A54052","2014-02-05","M","B105","","PM-V1","CH21","","","2014-03-01"]
["10064337","IM","Référence Féritscope","CH21/S200","Technical services","602-279","N1-0731","Helmut Fischer AG","","H00","PROD APPR OAPP QAPP","2014-01-29","CH20A54052","2014-02-07","M","B105","","PM-V1","CH21","","","2014-03-01"]
["10065053","IM","Plaque de référence pour code braille","CH21/S400","Quality Control","DOTSCAN","130504","Gradient AG","","K0015","PROD GMP  BUS  APPR OAPP QAPP","2013-12-01","CH20A55050","2014-03-25","M","B104","","PM-V1","CH21","","","2014-03-27"]
["10065168","IM","Analyseur de  gaz  Xentra 4100","CH21/S400","Quality Control","XENTRA 4100","800","SEVEN-AIR","","A1055","PROD GMP  APPR OAPP QAPP","2014-02-13","CH20A55050","2014-04-28","M","B101","","PM-V1","CH21","","","2014-04-30"]
["10065196","IM","Physioject Skin Test Fixture","CH21/S400","Quality Control","800","8511-00/B","BD Medical","","A1080","PROD GMP  APPR OAPP QAPP","2014-03-30","CH20A55050","2014-05-13","M","B101","","PM-V1","CH21","","","2014-05-02"]
["10065197","IM","Physioject Skin Test Fixture","CH21/S400","Quality Control","800","8511-00/C","BD Medical","","A1080","PROD GMP  APPR OAPP QAPP","2014-03-30","CH20A55050","2014-05-13","M","B101","","PM-V1","CH21","","","2014-05-02"]
["10065637","IM","Lecteur LAL Chromogénique","CH21/S400","Quality Control","25-315S BIOTEK ELX808","14042812","LONZA VERVIERS SPRL - MERGED","","A1093","PROD GMP  APPR OAPP QAPP","2014-10-01","CH20A55050","2014-08-15","M","B101","","PM-V1","CH21","","","2014-07-15"]
["10065787","IM","Densicheck plus","CH21/S400","Quality Control","1803301","0A020105","BIOMERIEUX SUISSE SA","","A1092","PROD APPR OAPP QAPP","2014-09-11","CH20A55050","2014-09-11","M","B101","","PM-V1","CH21","","","2014-09-11"]
["10065793","IM","Module: Sensor input  \"SIM\"","CH21/S200","Technical services","X2025","0713009","GE SENSING / KAYE INSTRUMENTS","","A0146","PROD GMP  APPR OAPP QAPP","2014-02-01","CH20A54052","2014-09-12","M","B101","","PM-V6","CH21","","","2014-09-15"]
["10065963","IM","Fluorimètre","CH21/P150/___HP542","Chaîne  HPLC   Alliance","FLUORIMÈTRE 2475","E14475920N","WATERS AG","","A1017","PROD GMP  APPR OAPP QAPP","2014-10-01","CH20A54055","2014-10-08","M","B101","","PM-V1","CH21","","","2014-11-01"]
["10066050","IM","Appareil ctl. d'installation élec. OIBT","CH21/S200","Technical services","FLUCKE 1652C","2202004","FLUKE (SWITZERLAND) GMBH","","H00","PROD APPR OAPP QAPP","2012-10-15","CH20A54052","2014-10-23","M","B105","","PM-H1","CH21","","","2012-10-15"]
["10066137","IM","Absorbance test plate","CH21/P150","Zone  IPC Biotechnologie","7260522E","283950","BioTek instruments","","A1017","PROD GMP  APPR OAPP QAPP","2014-11-01","CH20A54055","2014-11-10","M","B101","","PM-V1","CH21","","","2014-11-15"]
["10067216","IM","Laveur de plaques","CH21/P150","Zone  IPC Biotechnologie","405TSRS","1412042","BIO-TEK KONTRON INSTRUMENTS","","A1020","PROD GMP  APPR OAPP QAPP","2014-12-06","CH20A54055","2015-02-09","M","B101","","PM-V1","CH21","","","2015-03-01"]
["10067217","IM","Scanner GS800","CH21/S400","Quality Control","GS800","F09100066","BIO-RAD LABORATORIES AG","","A1069","PROD GMP  BUS  APPR OAPP QAPP","2013-04-01","CH20A54055","2015-02-09","M","B101","","PM-V1","CH21","","","2015-02-09"]
["10067323","IM","REFRACTOMETRE","CH21/S400","Quality Control","ABBEMAT 350","81456970","ANTON PAAR Switzerland AG","","A1080","PROD GMP  APPR OAPP QAPP","2014-12-01","CH20A55050","2015-02-13","M","B101","","PM-V1","CH21","","","2015-02-11"]
["10067375","IM","Broyeur de verre","CH21/S400","Quality Control","PM100","1214281113L","RETSCH","","A1078","PROD GMP  APPR OAPP QAPP","2014-12-02","CH20A55050","2015-03-02","M","B101","","PM-V1","CH21","","","2015-02-18"]
["10067376","IM","Tamiseuse","CH21/S400","Quality Control","AS200","1214181006","RETSCH","","A1078","PROD GMP  APPR OAPP QAPP","2014-12-02","CH20A55050","2015-03-02","M","B101","","PM-V1","CH21","","","2015-02-18"]
["10067505","IM","Densimètre","CH21/S400","Quality Control","DMA4100M","81630554","ANTON PAAR","","A1080","PROD GMP  APPR OAPP QAPP","2014-11-03","CH20A55050","2015-04-01","M","B101","","PM-V1","CH21","","","2015-04-01"]
["10068178","IM","Manomètre  0/6 bars","CH21/P122","Zone DSP4","0/6 BARS","N/A","LABOM","","B10148","PROD GMP  EHS  APPR OAPP QAPP","2012-05-16","CH20A54055","2015-07-14","M","B102","","PM-F","CH21","","","2015-07-15"]
["10068515","IM","Compteur de particules","CH21/S200","Technical services","CI-154","154736","CLIMET","","A0146","PROD GMP  APPR OAPP QAPP","2015-09-25","CH20A54052","2015-09-28","M","B101","","PM-V6","CH21","","","2015-10-15"]
["10068516","IM","Compteur de particules","CH21/S200","Technical services","CI-154","154737","CLIMET","","A0146","PROD GMP  APPR OAPP QAPP","2015-09-25","CH20A54052","2015-09-28","M","B101","","PM-V6","CH21","","","2015-10-15"]
["10068529","IM","Electrophorèse capillaire.   iCE3","CH21/S400","Quality Control","ICE3","JW0801","Protein simple","","A1062","PROD GMP  APPR OAPP QAPP","2015-09-01","CH20A55050","2015-10-01","M","B101","","PM-V1","CH21","","","2015-10-01"]
["10068538","IM","Turbidimètre","CH21/S400","Quality Control","2100 ANIS","2659505","HACH LANGE GmbH","","A1066","PROD GMP  APPR OAPP QAPP","2015-10-05","CH20A55050","2015-10-06","M","B101","","PM-V1","CH21","","","2015-10-30"]
["10068672","IM","Détecteur de fuite","CH21/S400","Quality Control","66002-001","TS331269","THERMO FISCHER SCIENTIFIC AG","","A1080","PROD EHS  APPR OAPP QAPP","2015-10-29","CH20A55050","2015-10-29","M","B101","","PM-V1","CH21","","","2015-11-01"]
["10069085","IM","Luxmètre L-100","CH21/P304","Contrôle Visuel FDF","L-100","858/2015","PPUH SONOPAN","","B0033","PROD GMP  APPR OAPP QAPP","2016-01-08","CH20A54057","2016-01-12","M","B102","","PM-C4","CH21","","","2016-01-11"]
["10069214","IM","Détecteur fluorimètre","CH21/S400/___HP547","Chaîne UPLC  Aquity     HP547","ACQUITY FLR186015029","H15UPF086G","WATERS AG","","A1066","PROD GMP  APPR OAPP QAPP","2015-11-01","CH20A55050","2016-01-29","M","B101","","PM-V1","CH21","","","2016-02-01"]
["10069298","IM","Densitomètre densimat","CH21/S400","Quality Control","99234","IDN016384","BIOMERIEUX SUISSE SA","","A1091","PROD APPR OAPP QAPP","2016-02-07","CH20A55050","2016-02-09","M","B101","","PM-V1","CH21","","","2016-02-09"]
["10069410","IM","Détecteur H2O2","CH21/S400","Quality Control","X-AM 5100","ARJB-0034","DRAEGER SAFETY SUISSE SA","","A1031","PROD EHS  APPR OAPP QAPP","2016-02-01","CH20A55050","2016-03-03","M","B101","","PM-V1","CH21","","","2016-03-01"]
["10069411","IM","Détecteur multi gaz","CH21/S200","Technical services","X-AM 5600","ARJA-0314","DRAEGER SAFETY SUISSE SA","","A0001","PROD EHS  APPR OAPP QAPP","2016-02-03","CH20A54052","2016-03-03","M","B101","","PM-V1","CH21","","","2016-02-03"]
["10069412","IM","Détecteur CO2","CH21/S200","Technical services","MQG-0100","ARFH-0245","DRAEGER SAFETY SUISSE SA","","A0001","PROD EHS  APPR OAPP QAPP","2016-02-03","CH20A54052","2016-03-03","M","B101","","PM-V1","CH21","","","2016-02-03"]
["10069506","IM","SPECTROMETRE DE MASSE Lyoplus","CH21/P306","Pharmaceutical - ligne 6","V2000P","LM116-1213010624B","GEA LYOPHIL GMBH","","B0069","PROD GMP  BUS  APPR OAPP QAPP","2014-12-10","CH20A54057","2016-03-24","M","B102","","PM-D1","CH21","","","2015-01-19"]
["10069538","IM","Instrument de mesure: Bague line 8mm","CH21/S400","Quality Control","BAGUE LINE DIAMÈTRE 8MM","N/A","FUTURO","","A1057","PROD GMP  APPR OAPP QAPP","2016-03-07","CH20A55050","2016-04-04","M","B101","","PM-V1","CH21","","","2016-04-01"]
["10069548","IM","Détecteur multi gaz","CH21/S200","Technical services","X-AM 5600","ARJC-0145","DRAEGER SAFETY SUISSE SA","","A0001","PROD EHS  APPR OAPP QAPP","2016-04-01","CH20A54052","2016-04-05","M","B101","","PM-V1","CH21","","","2016-04-08"]
["10069556","IM","Compteur de particules","CH21/S200","Technical services","CI-154","154435","CLIMET","","A0146","PROD GMP  APPR OAPP QAPP","2016-04-05","CH20A54052","2016-04-07","M","B101","","PM-V1","CH21","","","2016-04-15"]
["10069557","IM","Compteur de particules","CH21/S200","Technical services","CI-154","154481","CLIMET","","A0146","PROD GMP  APPR OAPP QAPP","2016-04-05","CH20A54052","2016-04-07","M","B101","","PM-V1","CH21","","","2016-04-15"]
["10069833","IM","Spectromètre de mass MALDI TOF","CH21/S400","Quality Control","MICROFLEX LT/SH MALDI MS","269956.01772","BRUKER BIOSPIN AG","","A1092","PROD GMP  BUS  APPR OAPP QAPP","2016-05-10","CH20A55050","2016-04-21","M","B101","","PM-V1","CH21","","","2016-05-10"]
["10070139","IM","Détecteur fluorimètre, UPLC  Acquity","CH21/P150/___HP549","Chaîne UPLC  Aquity     HP549","AQUITY 186015029","D16UPF5006","WATERS AG","","A1017","PROD GMP  APPR OAPP QAPP","2016-04-27","CH20A54055","2016-05-25","M","B101","","PM-V1","CH21","","","2016-04-27"]
["10070165","IM","Titreur volumétrique","CH21/S400","Quality Control","KF890","1890001016137","METROHM SCHWEIZ AG","","A1080","PROD GMP  APPR OAPP QAPP","2016-05-19","CH20A55050","2016-06-02","M","B101","","PM-V1","CH21","","","2016-06-02"]
["10070168","IM","Compteur de particule Klotz PCSS","CH21/P306","Pharmaceutical - ligne 6","PCSS","2558","KLOTZ","","M00","PROD GMP  APPR OAPP QAPP","2016-04-01","CH20A54057","2016-06-02","M","B103","","PM-D1","CH21","","","2016-04-01"]
["10070169","IM","Compteur de particule Klotz PCSS","CH21/P300","Pharmaceutical dry forms","PCSS","2559","KLOTZ","","M00","PROD GMP  APPR OAPP QAPP","2016-04-01","CH20A54057","2016-06-02","M","B103","","PM-D1","CH21","","","2016-04-01"]
["10070179","IM","Densitomètre  30PX","CH21/P122","Zone DSP4","30PX","LWE96353","METTLER-TOLEDO (SCHWEIZ) AG","","B10145","PROD GMP  APPR OAPP QAPP","2016-06-09","CH20A54055","2016-06-09","M","B102","","PM-F","CH21","","","2016-06-09"]
["10070180","IM","Densitomètre  30PX","CH21/P122","Zone DSP4","30PX","LWE96354","METTLER-TOLEDO (SCHWEIZ) AG","","B10149","PROD GMP  APPR OAPP QAPP","2016-06-09","CH20A54055","2016-06-09","M","B102","","PM-F","CH21","","","2016-06-09"]
["10070181","IM","Densitomètre  30PX","CH21/P121","Zone  DSP1","30PX","LWE96356","METTLER-TOLEDO (SCHWEIZ) AG","","B1025","PROD GMP  APPR OAPP QAPP","2016-06-09","CH20A54055","2016-06-09","M","B102","","PM-F","CH21","","","2016-06-09"]
["10070182","IM","Densitomètre  30PX","CH21/P121","Zone  DSP1","30PX","LWE96367","METTLER-TOLEDO (SCHWEIZ) AG","","B1023","PROD GMP  APPR OAPP QAPP","2016-06-09","CH20A54055","2016-06-09","M","B102","","PM-F","CH21","","","2016-06-09"]
["10070209","IM","Détecteur fluorimètre","CH21/S400/___HP550","HP550   Chaîne HPLC   Alliance","2475","L15475844G","WATERS AG","","A1066","PROD GMP  APPR OAPP QAPP","2016-04-04","CH20A55050","2016-06-13","M","B101","","PM-V1","CH21","","","2016-07-01"]
["10070354","IM","Analyseur , point de fusion","CH21/S400","Quality Control","MP70","B624620801","METTLER-TOLEDO (SCHWEIZ) AG","","A1078","PROD GMP  APPR OAPP QAPP","2016-07-01","CH20A55050","2016-07-08","M","B101","","PM-V2","CH21","","","2016-07-08"]
["10070579","IM","Manomètre","CH21/P122","Zone DSP4","MEX5-D30.B77/1622_LRS1_0751","102964801001","BAUMER ELECTRIC AG","","B1036","PROD GMP  APPR OAPP QAPP","2016-09-12","CH20A54055","2016-09-20","M","B102","","PM-F","CH21","","","2016-09-30"]
["10070580","IM","Manomètre","CH21/P122","Zone DSP4","MEX5-D30.B77/1623_LRS1_0751","102927403001","BAUMER ELECTRIC AG","","B1036","PROD GMP  APPR OAPP QAPP","2016-09-12","CH20A54055","2016-09-20","M","B102","","PM-F","CH21","","","2016-09-30"]
["10070622","IM","SPECTROPHOTOMETRE","CH21/P101","Tech Biotech","ULTROSPEC  2100 PRO","130946","BIOCHROM AG","","A0129","PROD GMP  APPR OAPP QAPP","2016-09-01","CH20A54055","2016-09-26","M","B101","","PM-F","CH21","","","2016-09-26"]
["10070623","IM","SPECTROPHOTOMETRE","CH21/P101","Tech Biotech","ULTROSPEC  2100 PRO","131031","BIOCHROM AG","","A0129","PROD GMP  APPR OAPP QAPP","2016-09-01","CH20A54055","2016-09-26","M","B101","","PM-F","CH21","","","2016-09-26"]
["10070714","IM","Détecteur de gaz H2O2","CH21/S200","Technical services","X-AM 5100","ARHM-0008","DRAEGER SAFETY SUISSE SA","","A0001","PROD EHS  APPR OAPP QAPP","2015-12-01","CH20A54052","2016-10-25","M","B101","","PM-V1","CH21","","","2016-03-01"]
["10070896","IM","Calibrateur de process","CH21/S200","Technical services","FLUKE-715","3588035","FLUKE (SWITZERLAND) GMBH","","A1046","PROD GMP  APPR OAPP QAPP","2016-10-21","CH20A54052","2016-11-17","M","B101","","PM-V6","CH21","","","2016-12-31"]
["10070897","IM","Calibrateur de process","CH21/S200","Technical services","FLUKE-715","3539076","FLUKE (SWITZERLAND) GMBH","","A1046","PROD GMP  APPR OAPP QAPP","2016-10-21","CH20A54052","2016-11-17","M","B101","","PM-V6","CH21","","","2016-12-31"]
["10070928","IM","Système intégritest double filtration","CH21/P306","Pharmaceutical - ligne 6","INTEGRITEST DOUBLE FILTRATION","N/A","CONSTRUCTIONS INOXYDABLES SA","","B0024","PROD GMP  APPR OAPP QAPP","2016-10-10","CH20A54057","2016-11-22","M","B102","","PM-D1","CH21","","A1081","2016-12-10"]
["10071196","IM","Spectrophotomètre UV Cary60","CH21/S400","Quality Control","G6860A  CARY60","MY16410008","AGILENT TECHNOLOGIES - MERGED","","A1080","PROD GMP  APPR OAPP QAPP","2016-12-09","CH20A55050","2016-12-13","M","B101","","PM-V1","CH21","","","2016-12-19"]
["10071259","IM","Analyseur RAMAN","CH21/S400","Quality Control","RAPID","RA7085","Analyticon instruments gmbh","","K0014","PROD GMP  APPR OAPP QAPP","2016-12-25","CH20A55050","2016-12-28","M","B104","","PM-V2","CH21","","","2017-01-15"]
["10071260","IM","Analyseur automatique","CH21/S400","Quality Control","GALLERY","861100110549","ThermoFisher Scientific","","A1080","PROD GMP  APPR OAPP QAPP","2016-12-25","CH20A55050","2016-12-28","M","B101","","PM-V2","CH21","","","2017-02-15"]
["10071826","IM","Lecteur LAL Chromogénique","CH21/S400","Quality Control","ELX808 IUBWI","17032210","LONZA VERVIERS SPRL - MERGED","","A1093","PROD GMP  APPR OAPP QAPP","2017-01-10","CH20A55050","2017-02-21","M","B101","","PM-V1","CH21","","","2017-02-21"]
["10071831","IM","Carte connexion E-Val Pro (12 entrées)","CH21/S200","Technical services","21600010   E-VAL PRO","322979","ELLAB","","A1046","PROD GMP  APPR OAPP QAPP","2017-01-08","CH20A54052","2017-02-22","M","B101","","PM-V1","CH21","","","2017-02-28"]
["10071833","IM","Carte connexion E-Val Pro (12 entrées)","CH21/S200","Technical services","21600010   E-VAL PRO","322983","ELLAB","","A1046","PROD GMP  APPR OAPP QAPP","2017-01-08","CH20A54052","2017-02-22","M","B101","","PM-V1","CH21","","","2017-02-28"]
["10071834","IM","Carte connexion E-Val Pro (12 entrées)","CH21/S200","Technical services","21600010   E-VAL PRO","322984","ELLAB","","A1046","PROD GMP  APPR OAPP QAPP","2017-01-08","CH20A54052","2017-02-23","M","B101","","PM-V1","CH21","","","2017-02-28"]
["10071835","IM","Carte connexion E-Val Pro (12 entrées)","CH21/S200","Technical services","21600010   E-VAL PRO","322985","ELLAB","","A1046","PROD GMP  APPR OAPP QAPP","2017-01-08","CH20A54052","2017-02-23","M","B101","","PM-V1","CH21","","","2017-02-28"]
["10071836","IM","Carte connexion E-Val Pro (12 entrées)","CH21/S200","Technical services","21600010   E-VAL PRO","322986","ELLAB","","A1046","PROD GMP  APPR OAPP QAPP","2017-01-08","CH20A54052","2017-02-23","M","B101","","PM-V1","CH21","","","2017-02-28"]
["10071837","IM","Carte connexion E-Val Pro (12 entrées)","CH21/S200","Technical services","21600010   E-VAL PRO","322988","ELLAB","","A1046","PROD GMP  APPR OAPP QAPP","2017-01-08","CH20A54052","2017-02-23","M","B101","","PM-V1","CH21","","","2017-02-28"]
["10071838","IM","Carte connexion E-Val Pro (12 entrées)","CH21/S200","Technical services","21600010   E-VAL PRO","322989","ELLAB","","A1046","PROD GMP  APPR OAPP QAPP","2017-01-08","CH20A54052","2017-02-23","M","B101","","PM-V1","CH21","","","2017-02-28"]
["10071839","IM","Carte connexion E-Val Pro (12 entrées)","CH21/S200","Technical services","21600010   E-VAL PRO","322992","ELLAB","","A1046","PROD GMP  APPR OAPP QAPP","2017-01-08","CH20A54052","2017-02-23","M","B101","","PM-V1","CH21","","","2017-02-28"]
["10071840","IM","Carte connexion E-Val Pro (12 entrées)","CH21/S200","Technical services","21600010   E-VAL PRO","322995","ELLAB","","A1046","PROD GMP  APPR OAPP QAPP","2017-01-08","CH20A54052","2017-02-23","M","B101","","PM-V1","CH21","","","2017-02-28"]
["10071845","IM","Carte connexion E-Val Pro (4 entrées)","CH21/S200","Technical services","E-VAL PRO","312200","ELLAB","","A1046","PROD GMP  APPR OAPP QAPP","2017-01-08","CH20A54052","2017-02-23","M","B101","","PM-V1","CH21","","","2017-02-28"]
["10071846","IM","Carte connexion E-Val Pro (4 entrées)","CH21/S200","Technical services","E-VAL PRO","312196","ELLAB","","A1046","PROD GMP  APPR OAPP QAPP","2017-01-08","CH20A54052","2017-02-23","M","B101","","PM-V1","CH21","","","2017-02-28"]
["10071847","IM","Système de validation E-Val Pro","CH21/S200","Technical services","E-VAL PRO","326006","ELLAB","","A1046","PROD APPR OAPP QAPP","2017-01-08","CH20A54052","2017-02-23","M","B101","","PM-V6","CH21","","","2017-02-28"]
["10071848","IM","Système de validation E-Val Pro","CH21/S200","Technical services","E-VAL PRO","326008","ELLAB","","A1046","PROD APPR OAPP QAPP","2017-01-08","CH20A54052","2017-02-23","M","B101","","PM-V6","CH21","","","2017-02-28"]
["10071860","IM","Manomètre  -1 à  5 bars","CH21/P122","Zone DSP4","-1À5 BARS","22901700472751","BAUMER BOURDON-HAENNI AG","","B1036","PROD GMP  APPR OAPP QAPP","2017-01-01","CH20A54055","2017-02-24","M","B102","","PM-F","CH21","","","2017-03-03"]
["10071862","IM","Manomètre  -1 à  5 bars","CH21/P122","Zone DSP4","-1À5 BARS","22901700472752","BAUMER BOURDON-HAENNI AG","","B1036","PROD GMP  APPR OAPP QAPP","2017-01-01","CH20A54055","2017-02-24","M","B102","","PM-F","CH21","","","2017-03-03"]
["10071864","IM","Manomètre  -1 à  5 bars","CH21/P122","Zone DSP4","-1À5 BARS","22901700472750","BAUMER BOURDON-HAENNI AG","","B1036","PROD GMP  APPR OAPP QAPP","2017-01-01","CH20A54055","2017-02-24","M","B102","","PM-F","CH21","","","2017-03-03"]
["10071865","IM","Manomètre  -1 à  5 bars","CH21/P122","Zone DSP4","-1À5 BARS","22901700472753","BAUMER BOURDON-HAENNI AG","","B1036","PROD GMP  APPR OAPP QAPP","2017-01-01","CH20A54055","2017-02-24","M","B102","","PM-F","CH21","","","2017-03-03"]
["10071868","IM","Luxmètre CA811","CH21/P304","Contrôle Visuel FDF","CA811","164511PKH","MINOLTA","","S2029","CON  GMP  NAPP QREJ OAPP","2016-11-28","CH20A54057","2017-02-27","M","B108","","PM-C4","CH21","","","2016-11-28"]
["10072037","IM","Détecteur multi gaz","CH21/S200","Technical services","X-AM 5600","ARKB-0187","DRAEGER SAFETY SUISSE SA","","A0001","PROD EHS  APPR OAPP QAPP","2017-03-15","CH20A54052","2017-03-08","M","B101","","PM-V4","CH21","","","2017-03-15"]
["10072038","IM","Détecteur multi gaz","CH21/S200","Technical services","X-AM 5600","ARKB-0188","DRAEGER SAFETY SUISSE SA","","A0001","PROD EHS  APPR OAPP QAPP","2017-03-15","CH20A54052","2017-03-08","M","B101","","PM-V4","CH21","","","2017-03-15"]
["10072039","IM","Détecteur multi gaz","CH21/S200","Technical services","X-AM 5600","ARKB-0189","DRAEGER SAFETY SUISSE SA","","A0001","PROD EHS  APPR OAPP QAPP","2017-03-15","CH20A54052","2017-03-08","M","B101","","PM-V4","CH21","","","2017-03-15"]
["10072201","IM","Testeur d'intégrité  IT4","CH21/P101","Tech Biotech","IT4","IT4N1810","MILLIPORE","","A0129","PROD GMP  APPR OAPP QAPP","2017-03-01","CH20A54055","2017-04-06","M","B101","","PM-F","CH21","","","2017-05-01"]
["10072202","IM","Testeur d'intégrité  IT4","CH21/P101","Tech Biotech","IT4","IT4N1809","MILLIPORE","","B0142","PROD GMP  APPR OAPP QAPP","2017-03-01","CH20A54055","2017-04-06","M","B102","","PM-F","CH21","","","2017-05-01"]
["10072203","IM","Testeur d'intégrité  IT4","CH21/P101","Tech Biotech","IT4","IT4N1768","MILLIPORE","","A0129","PROD GMP  APPR OAPP QAPP","2017-03-01","CH20A54055","2017-04-06","M","B101","","PM-F","CH21","","","2017-05-01"]
["10072224","IM","Détecteur multi gaz   -EHS","CH21/S200","Technical services","X-AM 2500","ARKC-4068","DRAEGER SAFETY SUISSE SA","","A0001","PROD EHS  APPR OAPP QAPP","2017-04-15","CH20A54052","2017-04-18","M","B101","","PM-V4","CH21","","","2017-04-30"]
["10072399","IM","Fulorimètre F200","CH21/S400","Quality Control","INFINITE F200 PRO","1702000491","TECAN AG","","A1044","PROD GMP  BUS  APPR OAPP QAPP","2016-12-01","CH20A55050","2017-05-19","M","B101","","PM-V1","CH21","","","2017-07-01"]
["10072400","IM","Air Sampler MAS100","CH21/S400","Quality Control","MAS-100 NT FW 1.6","113135","MERCK  Suisse SA","","A1074","PROD GMP  BUS  APPR OAPP QAPP","2017-06-07","CH20A55050","2017-05-19","M","B101","","PM-V2","CH21","","","2017-07-01"]
["10072401","IM","Air Sampler MAS100","CH21/S400","Quality Control","MAS-100 NT FW 1.6","113136","MERCK  Suisse SA","","A1074","PROD GMP  BUS  APPR OAPP QAPP","2017-06-07","CH20A55050","2017-05-19","M","B101","","PM-V2","CH21","","","2017-07-01"]
["10072402","IM","Air Sampler MAS100","CH21/S400","Quality Control","MAS-100 NT FW 1.6","113137","MERCK  Suisse SA","","A1074","PROD GMP  BUS  APPR OAPP QAPP","2017-06-07","CH20A55050","2017-05-19","M","B101","","PM-V2","CH21","","","2017-07-01"]
["10072403","IM","Air Sampler MAS100","CH21/S400","Quality Control","MAS-100 NT FW 1.6","113138","MERCK  Suisse SA","","A1074","PROD GMP  BUS  APPR OAPP QAPP","2017-06-07","CH20A55050","2017-05-19","M","B101","","PM-V2","CH21","","","2017-07-01"]
["10072404","IM","Air Sampler MAS100","CH21/S400","Quality Control","MAS-100 NT FW 1.6","113139","MERCK  Suisse SA","","A1074","PROD GMP  BUS  APPR OAPP QAPP","2017-06-07","CH20A55050","2017-05-19","M","B101","","PM-V2","CH21","","","2017-07-01"]
["10072405","IM","Air Sampler MAS100","CH21/S400","Quality Control","MAS-100 NT FW 1.6","113140","MERCK  Suisse SA","","A1074","PROD GMP  BUS  APPR OAPP QAPP","2017-06-07","CH20A55050","2017-05-19","M","B101","","PM-V2","CH21","","","2017-07-01"]
["10072406","IM","Air Sampler MAS100","CH21/S400","Quality Control","MAS-100 NT FW 1.6","113141","MERCK  Suisse SA","","A1074","PROD GMP  BUS  APPR OAPP QAPP","2017-06-07","CH20A55050","2017-05-19","M","B101","","PM-V2","CH21","","","2017-07-01"]
["10072407","IM","Air Sampler MAS100","CH21/S400","Quality Control","MAS-100 NT FW 1.6","113142","MERCK  Suisse SA","","A1074","PROD GMP  BUS  APPR OAPP QAPP","2017-06-07","CH20A55050","2017-05-19","M","B101","","PM-V2","CH21","","","2017-07-01"]
["10072408","IM","Air Sampler MAS100","CH21/S400","Quality Control","MAS-100 NT FW 1.6","113143","MERCK  Suisse SA","","A1074","PROD GMP  BUS  APPR OAPP QAPP","2017-06-07","CH20A55050","2017-05-19","M","B101","","PM-V2","CH21","","","2017-07-01"]
["10072409","IM","Air Sampler MAS100","CH21/S400","Quality Control","MAS-100 NT FW 1.6","113144","MERCK  Suisse SA","","A1074","PROD GMP  BUS  APPR OAPP QAPP","2017-06-07","CH20A55050","2017-05-19","M","B101","","PM-V2","CH21","","","2017-07-01"]
["10072410","IM","Compteur de particules","CH21/S400","Quality Control","CI-1054","178558","CLIMET","","A1074","PROD GMP  BUS  APPR OAPP QAPP","2017-07-21","CH20A55050","2017-05-19","M","B101","","PM-V1","CH21","","","2017-09-01"]
["10072411","IM","Compteur de particules","CH21/S400","Quality Control","CI-1054","178560","CLIMET","","A1074","PROD GMP  BUS  APPR OAPP QAPP","2017-07-21","CH20A55050","2017-05-19","M","B101","","PM-V1","CH21","","","2017-09-01"]
["10072437","IM","Détecteur ELSD","CH21/S400/___HP552","HP552   Chaîne HPLC   Alliance","ELSD-2424B","K16ELS115M","WATERS AG","","A1069","PROD GMP  BUS  APPR OAPP QAPP","2017-05-01","CH20A55050","2017-05-24","M","B101","","PM-V1","CH21","","","2017-06-15"]
["10072440","IM","Détecteur Fluo","CH21/S400/___HP551","HP551   Chaîne HPLC   Alliance","2475","C17475550G","WATERS AG","","A1066","PROD GMP  BUS  APPR OAPP QAPP","2017-05-01","CH20A55050","2017-05-24","M","B101","","PM-V1","CH21","","","2017-07-01"]
["10072499","IM","Gabarit n°2 contrôle systéme vision MX08","CH21/S200","Technical services","N/A","N/A","BREVETTI C.E.A","","S2033","PROD GMP  APPR OAPP QAPP","2017-04-01","CH20A54052","2017-06-09","M","B108","","PM-V4","CH21","","","2017-07-01"]
["10072500","IM","Gabarit n°1 contrôle systéme vision MX08","CH21/S200","Technical services","N/A","N/A","BREVETTI C.E.A","","S2033","PROD GMP  APPR OAPP QAPP","2017-04-01","CH20A54052","2017-06-09","M","B108","","PM-V4","CH21","","","2017-07-01"]
["10072527","IM","Thermobloc dry bath","CH21/P150","Zone  IPC Biotechnologie","DRYBATH FB15101","SA1127453","THERMO FISHER SCIENTIFIC","","A1020","PROD APPR OAPP QAPP","2016-01-01","CH20A54055","2017-06-15","M","B101","","PM-V2","CH21","","","2016-01-01"]
["10072528","IM","Thermobloc confort","CH21/P150","Zone  IPC Biotechnologie","THERMOMIXER CONFORT","5355ZH846190","VAUDAUX-EPPENDORF AG.","","A1020","PROD APPR OAPP QAPP","2015-01-01","CH20A54055","2017-06-15","M","B101","","PM-V2","CH21","","","2015-01-01"]
["10072529","IM","Concentrateur Eppendorf","CH21/P150","Zone  IPC Biotechnologie","CONCENTRATOR PLUS","5305EP024518","VAUDAUX-EPPENDORF AG.","","A1020","PROD APPR OAPP QAPP","2016-02-01","CH20A54055","2017-06-15","M","B101","","PM-V2","CH21","","","2016-02-01"]
["10072558","IM","Jauge toolkit","CH21/S400","Quality Control","JAUGE P1400038","084490","HASELMEIER AG","","A1057","PROD GMP  BUS  APPR OAPP QAPP","2017-05-01","CH20A55050","2017-06-26","M","B101","","PM-V1","CH21","","","2017-06-01"]
["10072559","IM","Jauge toolkit","CH21/S400","Quality Control","JAUGE P1400040","084390","HASELMEIER AG","","A1057","PROD GMP  BUS  APPR OAPP QAPP","2017-05-01","CH20A55050","2017-06-26","M","B101","","PM-V1","CH21","","","2017-06-01"]
["10072560","IM","Jauge toolkit","CH21/S400","Quality Control","JAUGE P1400038","044092","HASELMEIER AG","","A1057","PROD GMP  BUS  APPR OAPP QAPP","2017-05-01","CH20A55050","2017-06-26","M","B101","","PM-V1","CH21","","","2017-06-01"]
["10072603","IM","Tuyauterie pour intégritest  filtre","CH21/P303","Pharmaceutical - ligne 3","N/A","N/A","CONSTRUCTIONS INOXYDABLES SA","","B00103","PROD GMP  APPR OAPP QAPP","2017-02-10","CH20A54057","2017-06-29","M","B102","","PM-D1","CH21","","A1081","2017-09-01"]
["10072604","IM","Tuyauterie pour intégritest  filtre","CH21/P303","Pharmaceutical - ligne 3","N/A","N/A","CONSTRUCTIONS INOXYDABLES SA","","B00103","PROD GMP  APPR OAPP QAPP","2017-02-10","CH20A54057","2017-06-29","M","B102","","PM-D1","CH21","","A1081","2017-09-01"]
["10072605","IM","Tuyauterie pour intégritest  filtre","CH21/P305","Pharmaceutical - ligne 5","N/A","N/A","CONSTRUCTIONS INOXYDABLES SA","","B0044","PROD GMP  APPR OAPP QAPP","2017-02-10","CH20A54057","2017-06-29","M","B102","","PM-D1","CH21","","A1081","2017-09-01"]
["10072606","IM","Tuyauterie pour intégritest  filtre","CH21/P305","Pharmaceutical - ligne 5","N/A","N/A","CONSTRUCTIONS INOXYDABLES SA","","B0044","PROD GMP  APPR OAPP QAPP","2017-02-10","CH20A54057","2017-06-29","M","B102","","PM-D1","CH21","","A1081","2017-09-01"]
["10072607","IM","Tuyauterie pour intégritest  filtre","CH21/P306","Pharmaceutical - ligne 6","N/A","N/A","CONSTRUCTIONS INOXYDABLES SA","","B0024","PROD GMP  APPR OAPP QAPP","2017-02-10","CH20A54057","2017-06-29","M","B102","","PM-D1","CH21","","A1081","2017-09-01"]
["10072699","IM","Compteur de particules CLIMET","CH21/P305","Pharmaceutical - ligne 5","CI-3100RS","178490","CLIMET","","B0044","PROD GMP  APPR OAPP QAPP","2017-07-14","CH20A54057","2017-07-21","M","B102","","PM-D1","CH21","","","2017-10-02"]
["10072700","IM","Compteur de particules CLIMET","CH21/P305","Pharmaceutical - ligne 5","CI-3100RS","178489","CLIMET","","B0044","PROD GMP  APPR OAPP QAPP","2017-07-14","CH20A54057","2017-07-21","M","B102","","PM-D1","CH21","","","2017-10-02"]
["10072701","IM","Compteur de particules CLIMET","CH21/P305","Pharmaceutical - ligne 5","CI-3100RS","178488","CLIMET","","B0044","PROD GMP  APPR OAPP QAPP","2017-07-14","CH20A54057","2017-07-21","M","B102","","PM-D1","CH21","","","2017-10-02"]
["10072702","IM","Compteur de particules CLIMET","CH21/P305","Pharmaceutical - ligne 5","CI-3100RS","178487","CLIMET","","B0044","PROD GMP  APPR OAPP QAPP","2017-07-14","CH20A54057","2017-07-21","M","B102","","PM-D1","CH21","","","2017-10-02"]
["10072703","IM","Compteur de particules CLIMET","CH21/P305","Pharmaceutical - ligne 5","CI-3100RS","178491","CLIMET","","B0044","PROD GMP  APPR OAPP QAPP","2017-07-14","CH20A54057","2017-07-21","M","B102","","PM-D1","CH21","","","2017-10-02"]
["10072812","IM","MANOMETRE -1/5BARS","CH21/P121","Zone  DSP1","-1/5BARS","H650730361008","WIKA","","B1017","PROD GMP  APPR OAPP QAPP","2017-02-01","CH20A54055","2017-08-09","M","B102","","PM-A","CH21","","","2017-02-01"]
["10072972","IM","Scanner A0","CH21/S400","Quality Control","ULTRA HD RA67G","67GA7400J54L","CONTEX","","A1033","PROD GMP  BUS  APPR OAPP QAPP","2017-08-01","CH20A55050","2017-09-01","M","B101","","PM-V1","CH21","","","2017-09-01"]
["10072978","IM","Gabarit n°1 contrôle systéme vision MX05","CH21/S200","Technical services","N/A","N/A","BREVETTI C.E.A","","S2033","PROD GMP  BUS  APPR OAPP QAPP","2017-09-01","CH20A54052","2017-09-04","M","B108","","PM-V4","CH21","","","2017-09-15"]
["10072979","IM","Gabarit n°2 contrôle systéme vision MX05","CH21/S200","Technical services","N/A","N/A","BREVETTI C.E.A","","S2033","PROD GMP  BUS  APPR OAPP QAPP","2017-09-01","CH20A54052","2017-09-04","M","B108","","PM-V4","CH21","","","2017-09-15"]
["10072982","IM","Scanner A0","CH21/S400","Quality Control","ULTRA HD","67GA6400Z51A","CONTEX","","K0015","PROD GMP  APPR OAPP QAPP","2016-10-01","CH20A55050","2017-09-05","M","B104","","PM-V1","CH21","","","2016-10-01"]
["10072983","IM","Scanner A3","CH21/S400","Quality Control","GT-20000","KGR0027322","Epson","","A1033","PROD GMP  APPR OAPP QAPP","2013-01-01","CH20A55050","2017-09-05","M","B101","","PM-V1","CH21","","","2013-01-01"]
["10073001","IM","Testeur de gants,  portatif WIFI n°1","CH21/U650/____XX92","SCADA RABS suite 3","WIRELESS GT","30026071.003","SKAN AG","","B00103","PROD GMP  BUS  APPR OAPP QAPP","2018-02-01","CH20A54057","2017-09-07","M","B102","","PM-D1","CH21","","","2018-02-01"]
["10073002","IM","Testeur de gants, portatif WIFI n°2","CH21/U650/____XX92","SCADA RABS suite 3","WIRELESS GT","30026071.004","SKAN AG","","B00103","PROD GMP  BUS  APPR OAPP QAPP","2018-02-01","CH20A54057","2017-09-07","M","B102","","PM-D1","CH21","","","2018-02-01"]
["10073003","IM","Testeur de gants,  portatif WIFI n°3","CH21/U650/____XX93","SCADA RABS suite 5","WIRELESS GT","30026071.001","SKAN AG","","B0044","PROD GMP  BUS  APPR OAPP QAPP","2018-02-01","CH20A54057","2017-09-07","M","B102","","PM-D1","CH21","","","2018-02-01"]
["10073004","IM","Testeur de gants,  portatif WIFI n°4","CH21/U650/____XX93","SCADA RABS suite 5","WIRELESS GT","30026071.002","SKAN AG","","B0044","PROD GMP  BUS  APPR OAPP QAPP","2018-02-01","CH20A54057","2017-09-07","M","B102","","PM-D1","CH21","","","2018-02-01"]
["10073005","IM","Testeur de gants,  portatif WIFI n°5","CH21/P300","Pharmaceutical dry forms","","","SKAN AG","","B00","CON  GMP  BUS  NAPP",null,"CH20A54057","2017-09-07","M","B102","","PM-D1","CH21","",""]
["10073006","IM","Testeur de gants,  portatif WIFI n°6","CH21/P300","Pharmaceutical dry forms","","","SKAN AG","","B00","CON  GMP  BUS  NAPP",null,"CH20A54057","2017-09-07","M","B102","","PM-D1","CH21","",""]
["10073018","IM","Gabarit n°3 contrôle systéme vision MX05","CH21/S200","Technical services","N/A","N/A","BREVETTI C.E.A","","S2033","PROD GMP  BUS  APPR OAPP QAPP","2017-09-01","CH20A54052","2017-09-13","M","B108","","PM-V4","CH21","","","2017-09-30"]
["10073843","IM","Jauge toolkit","CH21/S400","Quality Control","JAUGE K86015","290017103","HASELMEIER AG","","A1057","PROD GMP  BUS  APPR OAPP QAPP","2017-05-01","CH20A55050","2017-10-19","M","B101","","PM-V1","CH21","","","2017-11-01"]
["10073900","IM","Luxmètre LM-100","CH21/S400","Quality Control","LM-100 LIGHT METER","16070212","AMPROBE","","A1060","PROD GMP  APPR OAPP QAPP","2017-10-01","CH20A55050","2017-10-30","M","B101","","PM-V1","CH21","","","2017-11-01"]
["10074040","IM","Détecteur MS","CH21/S400/___HP556","HP556   Chaîne Agilent  GC-CUSTOM","INERT PLUS MSD TURBO EI 5977B","US174051027","AGILENT TECHNOLOGIES - MERGED","","A1080","PROD GMP  APPR OAPP QAPP","2017-05-01","CH20A55050","2017-11-09","M","B101","","PM-V1","CH21","","","2017-12-11"]
["10074041","IM","Automatic liquid sampler","CH21/S400/___HP556","HP556   Chaîne Agilent  GC-CUSTOM","ALS 50  LIQUID SAMPLER 7650","CN17450012","AGILENT TECHNOLOGIES - MERGED","","A1080","PROD GMP  APPR OAPP QAPP","2017-05-01","CH20A55050","2017-11-09","M","B101","","PM-V1","CH21","","","2017-12-11"]
["10074042","IM","Auto sampler Alcott 720","CH21/P150/___HP557","HP557  Chaîne Electrophorèse-autosampler","ALCOTT 720 AUTOSAMPLER","10521","Bio-Techne","","A1005","PROD GMP  APPR OAPP QAPP","2017-11-01","CH20A54055","2017-11-09","M","B101","","PM-F","CH21","","","2017-12-15"]
["10074181","IM","Analyseur de métabolytes","CH21/P110","Zone Prod Biotech s/sol USP3","VI CELL METAFLEX","I393-092R0114N0001","BECKMAN COULTER","","B0144","PROD GMP  APPR OAPP QAPP","2017-06-16","CH20A54060","2017-11-17","M","B102","","PM-V1","CH21","","","2017-11-01"]
["10074183","IM","Analyseur de métabolytes","CH21/P151","Zone Production USP5 s/sol","VI CELL METAFLEX","I393-092R0109N0009","BECKMAN COULTER","","B0148","PROD GMP  APPR OAPP QAPP","2017-06-16","CH20A54060","2017-11-17","M","B102","","PM-V1","CH21","","","2017-11-01"]
["10074240","IM","Analyseur de  gaz du sang.   ABL805","CH21/P118","Zone Production USP2","ABL805","754R2485N003","RADIOMETER GMBH","","B1075","PROD GMP  BUS  APPR OAPP QAPP","2017-10-18","CH20A54055","2017-11-27","M","B102","","PM-F","CH21","","","2017-11-28"]
["10075108","IM","Compteur de particules CLIMET","CH21/P305","Pharmaceutical - ligne 5","CI-3100RS","189702","CLIMET","","B0044","PROD GMP  APPR OAPP QAPP","2018-01-31","CH20A54057","2018-01-31","M","B102","","PM-D1","CH21","","","2018-01-31"]
["10075114","IM","Compteur de particules CLIMET","CH21/P300","Pharmaceutical dry forms","CI-3100RS","189703","CLIMET","","B0012","PROD GMP  APPR OAPP QAPP","2018-01-31","CH20A54057","2018-01-31","M","B102","","PM-D1","CH21","","","2018-01-31"]
["10075115","IM","Compteur de particules CLIMET","CH21/P300","Pharmaceutical dry forms","CI-3100RS","189704","CLIMET","","B0012","PROD GMP  APPR OAPP QAPP","2018-01-31","CH20A54057","2018-01-31","M","B102","","PM-D1","CH21","","","2018-01-31"]
["10075116","IM","Compteur de particules CLIMET","CH21/P300","Pharmaceutical dry forms","CI-3100RS","189705","CLIMET","","B0012","PROD GMP  APPR OAPP QAPP","2018-01-31","CH20A54057","2018-01-31","M","B102","","PM-D1","CH21","","","2018-01-31"]
["10075117","IM","Compteur de particules CLIMET","CH21/P300","Pharmaceutical dry forms","CI-3100RS","189706","CLIMET","","B0012","PROD GMP  APPR OAPP QAPP","2018-01-31","CH20A54057","2018-01-31","M","B102","","PM-D1","CH21","","","2018-01-31"]
["10077125","IM","Electrophorèse capillaire.   iCE3","CH21/S400","Quality Control","ICE3","JW1134","Protein Simple","","A1062","PROD GMP  APPR OAPP QAPP","2018-06-20","CH20A55050","2018-07-16","M","B101","","PM-V1","CH21","","","2018-08-02"]
["10082273","IM","Sonde de température","CH21/P101/___MM152","ENREGISTREUR environement  Biotech","W040","10406-13501-003","Roth &CO AG","PT100","B0160","PROD GMP  BUS  APPR OAPP QAPP","2019-03-27","CH20A54065","2019-04-26","M","B102","","PM-V4","CH21","","","2019-03-27"]
["10082274","IM","Sonde de pression B0107","CH21/P101/___MM152","ENREGISTREUR environement  Biotech","264110OLD11T1C","8057028","Setra","264","B0132","PROD GMP  BUS  APPR OAPP QAPP","2019-03-27","CH20A54065","2019-04-26","M","B102","","PM-V4","CH21","","","2019-03-27"]
["10082275","IM","Sonde de pression B0157","CH21/P101/___MM152","ENREGISTREUR environement  Biotech","264110OLD11T1C","8553645","Setra","264","B0132","PROD GMP  BUS  APPR OAPP QAPP","2019-03-27","CH20A54065","2019-04-26","M","B102","","PM-V4","CH21","","","2019-03-27"]
["10082276","IM","Sonde de pression B0155","CH21/P101/___MM152","ENREGISTREUR environement  Biotech","264110OLD11T1C","8553644","Setra","264","B0132","PROD GMP  BUS  APPR OAPP QAPP","2019-03-27","CH20A54065","2019-04-26","M","B102","","PM-V4","CH21","","","2019-03-27"]
["10082277","IM","Sonde de pression B0160","CH21/P101/___MM152","ENREGISTREUR environement  Biotech","264110OLD11T1C","8553660","Setra","264","B0132","PROD GMP  BUS  APPR OAPP QAPP","2019-03-27","CH20A54065","2019-04-26","M","B102","","PM-V4","CH21","","","2019-03-27"]
["10082278","IM","Sonde de temperature monitoring","CH21/P101/___MM152","ENREGISTREUR environement  Biotech","W040","VA13-01181-10-0001","Roth &CO AG","PT100","B0164","PROD GMP  BUS  APPR OAPP QAPP","2019-03-27","CH20A54065","2019-04-26","M","B102","","PM-V4","CH21","","","2019-03-27"]
["10003382","IM03","MESURE LIMITE D'EXPLOSION","CH21/S099","Dispo","WARNEX C","13390254","DRAEGER SAFETY SUISSE SA","","A1035","OUT  APPR OAPP QAPP","1994-03-01","CH20A54052","2010-09-10","M","B101","","PM-V1","CH21","","A1035","2010-09-10"]
["10002248","IM04","DETECTEUR DE GAZ","CH21/S099","Dispo","DRÄGER 21/31","0015179/86","DRAEGER SAFETY SUISSE SA","","A1035","OUT  APPR OAPP QAPP","1988-01-01","CH20A54052","2010-09-10","M","B101","","PM-V1","CH21","","A1035","2010-09-10"]
["10002991","IM05","MESURE DEPOINT DE FUSION","CH21/S099","Dispo","BÜCKI 512","537 425","","","A1033","OUT  GMP  APPR OAPP QAPP","1985-09-01","CH20A54052","2010-09-10","M","B101","","PM-V1","CH21","","A1033","2010-09-10"]
["10002247","IM06","DETECTEUR DE GAZ HF","CH21/S099","Dispo","DRÄGER QUANTIMETRE 1000","","","","A1034","OUT  APPR OAPP QAPP","1992-09-01","CH20A54052","2010-09-10","M","B101","","PM-V1","CH21","","A1034","2010-09-10"]
["10003526","IM135","MICROSCOPE","CH21/P118","Zone Production USP2","TMS","300825","NIKON AG..","","B1060","PROD GMP  APPR OAPP QAPP","1990-01-01","CH20A54055","2010-09-10","M","B102","","PM-A","CH21","","","2010-09-10"]
["10003454","IM137","MICROSCOPE NIKON TMS","CH21/P111","Zone  USP1 et USP4","TMS","300891","NIKON AG..","","B1065","PROD GMP  APPR OAPP QAPP","1990-01-01","CH20A54055","2010-09-10","M","B102","","PM-V1","CH21","","","2010-09-10"]
["10004222","IM140","MICROSCOPE","CH21/P111","Zone  USP1 et USP4","TMS-F","300820","NIKON AG..","","A0157","PROD GMP  APPR OAPP QAPP","1990-01-01","CH20A54055","2010-09-10","M","B101","","PM-V1","CH21","","","2010-09-10"]
["10002716","IM141","MICROSCOPE","CH21/P111","Zone  USP1 et USP4","TMS","204030","NIKON AG..","","A0147","PROD GMP  APPR OAPP QAPP","1990-01-01","CH20A54055","2010-09-10","M","B101","","PM-V1","CH21","","","2010-09-10"]
["10002650","IM142","MICROSCOPE","CH21/P111","Zone  USP1 et USP4","TMS","300872","NIKON AG..","","B0144","PROD GMP  APPR OAPP QAPP","1990-01-01","CH20A54055","2010-09-10","M","B102","","PM-V1","CH21","","","2010-09-10"]
["10005676","IM160","INTEGRITEST PALLTRONIC","CH21/S099","Dispo","FFS01R","15028521","PALL (SCHWEIZ) AG.","","CA0012","STO  GMP  APPR OAPP QAPP","1994-01-01","CH20A54052","2010-09-10","M","B201","","PM-A","CH21","","","2010-09-10"]
["10003050","IM162","CONDUCTIMETRE METROHM","CH21/P128","Zone  DSP2","1.712.0010","05199","METROHM SCHWEIZ AG","","B1030","PROD GMP  APPR OAPP QAPP","1996-03-01","CH20A54055","2010-09-10","M","B102","","PM-A","CH21","","","2010-09-10"]
["10002164","IM179","MANOMETRE PALL","CH21/P121","Zone  DSP1","GF6007 1-10 BAR","957757","PALL (SCHWEIZ) AG.","BULK FINAL LH","B1022","PROD APPR OAPP QAPP","1997-01-29","CH20A54055","2010-09-10","M","B102","","PM-A","CH21","","","2010-09-10"]
["10003199","IM18","MICROSCOPE","CH21/S099","Dispo","TMS-F","300709","NIKON AG..","","HS  (B10","OUT  APPR OAPP QAPP","1990-01-01","CH20A54052","2010-09-10","M","","","PM-A","CH21","","HS  (B1088","2010-09-10"]
["10002163","IM180","MANOMETRE PALL","CH21/P121","Zone  DSP1","GF60017 1-10 BAR","1294571","PALL (SCHWEIZ) AG.","BULK FINAL LH","B1022","PROD APPR OAPP QAPP","1997-01-29","CH20A54055","2010-09-10","M","B102","","PM-A","CH21","","","2010-09-10"]
["10002162","IM181","MANOMETRE PALL","CH21/P121","Zone  DSP1","GF60017 1-10 BAR","1124057","PALL (SCHWEIZ) AG.","BULK FINAL LH","B1022","PROD APPR OAPP QAPP","1997-01-29","CH20A54055","2010-09-10","M","B102","","PM-A","CH21","","","2010-09-10"]
["10002161","IM182","MANOMETRE PALL","CH21/P121","Zone  DSP1","GF60017 1-10 BAR","957745","PALL (SCHWEIZ) AG.","BULK FINAL LH","B1022","PROD APPR OAPP QAPP","1997-01-29","CH20A54055","2010-09-10","M","B102","","PM-A","CH21","","","2010-09-10"]
["10004227","IM19","MICROSCOPE","CH21/P111","Zone  USP1 et USP4","TMS-F","300884","NIKON AG..","","B1056","PROD GMP  APPR OAPP QAPP","1990-01-01","CH20A54055","2010-09-10","M","B102","","PM-A","CH21","","","2010-09-10"]
["10002813","IM194","TABLE LUMINEUSE TFX-35","CH21/S099","Dispo","TFX-35WL","971903","WITEC AG","","A1057","OUT  APPR OAPP QAPP","1997-03-01","CH20A54052","2010-09-10","M","B101","","PM-V2","CH21","","A1057","2010-09-10"]
["10002158","IM199","PHOTOMETRE","CH21/S200","Technical services","TDA2G","10800","ATI Air Techniques Internat.","","A0146","PROD GMP  BUS  APPR OAPP QAPP","1996-01-01","CH20A54052","2010-09-10","Q","B101","","PM-V1","CH21","","","2010-09-10"]
["10002156","IM201","ANEMOMETRE.","CH21/S200","Technical services","MINI AIR 2","49592","SCHILTKNECHT MESSTECHNIK AG","","A0146","PROD GMP  BUS  APPR OAPP QAPP","1990-01-01","CH20A54052","2010-09-10","Q","B101","","PM-V1","CH21","","","2010-09-10"]
["10002155","IM202","MESURE LIMITE D'EXPLOSION","CH21/S099","Dispo","PAC EX","ARHM-0191","DRAEGER SAFETY SUISSE SA","","? B0095","OUT  APPR OAPP QAPP","1994-01-01","CH20A54052","2010-09-10","M","","","PM-A","CH21","","? B0095","2010-09-10"]
["10002568","IM21","MICROSCOPE binoculaire","CH21/P118","Zone Production USP2","TMS-F","301428","NIKON AG..","","B1072","PROD GMP  APPR OAPP QAPP","1990-01-01","CH20A54055","2010-09-10","M","B102","","PM-V1","CH21","","","2010-09-10"]
["10002856","IM212","MICROSCOPE OLYMPUS","CH21/P111","Zone  USP1 et USP4","CK2","703527","OLYMPUS OPTICAL (SUISSE) SA","","B1056","PROD GMP  APPR OAPP QAPP","1990-01-01","CH20A54055","2010-09-10","M","B102","","PM-V1","CH21","","","2010-09-10"]
["10002912","IM22","MICROSCOPE","CH21/P111","Zone  USP1 et USP4","TMS-F","301409","NIKON AG..","","B1042","PROD GMP  APPR OAPP QAPP","1990-01-01","CH20A54055","2010-09-10","M","B102","","PM-V1","CH21","","","2010-09-10"]
["10003443","IM220","TESTEUR DE RUPTURE","CH21/S400","Quality Control","PTBA211","7356","PHARMACIA-TEST","","A1080","PROD GMP  APPR OAPP QAPP","1997-01-28","CH20A55050","2010-09-10","M","B101","","PM-V2","CH21","","","2010-09-10"]
["10003198","IM23","APPAREIL PHOTO","CH21/S099","Dispo","UFX-2","421789","","","HS  (B10","OUT  APPR OAPP QAPP","1990-01-01","CH20A54052","2010-09-10","M","","","PM-A","CH21","","HS  (B1088","2010-09-10"]
["10002602","IM259","SPECTROMETRE DE MASSE mobile (LY05)","CH21/P300","Pharmaceutical dry forms","QMS200","98-127","ALCATEL MDS AG","","B0045","PROD GMP  APPR OAPP QAPP","1998-07-03","CH20A54057","2010-09-10","M","B102","","PM-D1","CH21","","","2010-09-10"]
["10003409","IM260","Système acquisition de données","CH21/S200","Technical services","X1360E","9806128","GE SENSING / KAYE INSTRUMENTS","","A0151","PROD GMP  APPR OAPP QAPP","1998-06-01","CH20A54052","2010-09-10","Q","B101","","PM-V1","CH21","","","2010-09-10"]
["10002144","IM261","SYSTEM AQUISITION DONNEÉ","CH21/S200","Technical services","X1360E","9806127","GE SENSING / KAYE INSTRUMENTS","","A0151","PROD GMP  APPR OAPP QAPP","1998-06-01","CH20A54052","2010-09-10","Q","B101","","PM-V1","CH21","","","2010-09-10"]
["10002945","IM263","DIGISTRIP 4S PLUS","CH21/S200","Technical services","X1302SE","9801110","GE SENSING / KAYE INSTRUMENTS","","A0151","PROD GMP  APPR OAPP QAPP","1998-06-01","CH20A54052","2010-09-10","Q","B101","","PM-V1","CH21","","","2010-09-10"]
["10003034","IM265","Titroprocesseur SM702","CH21/S400","Quality Control","SM702","29186","METROHM SCHWEIZ AG","","A1080","PROD GMP  BUS  APPR OAPP QAPP","1998-11-01","CH20A55050","2010-09-10","M","B101","","PM-V1","CH21","","","2010-09-10"]
["10002125","IM29","CHROMJET INTEGRETOR","CH21/S099","Dispo","","089/02788","","","STOCK CA","OUT  APPR OAPP QAPP","1990-01-01","CH20A54052","2010-09-10","M","","","PM-A","CH21","","Stock CA","2010-09-10"]
["10004174","IM292","MICROSCOPE","CH21/S400","Quality Control","LEICA (52213)","211099","LEICA CAMERA AG","","A1092","PROD GMP  APPR OAPP QAPP","1999-03-01","CH20A55050","2010-09-10","M","B101","","PM-V1","CH21","","","2010-09-10"]
["10002623","IM294","Scanner","CH21/S099","Dispo","ARCUS 2","43D8682","","","A1017","OUT  BUS  APPR OAPP QAPP","1999-07-01","CH20A54052","2010-09-10","M","B101","","PM-V1","CH21","","A1017","2010-10-05"]
["10003412","IM301","ANALYSEUR DE TEXTURE","CH21/S400","Quality Control","TA-XTZI","12060","STABLE MICRO SYSTEMS","","A1080","PROD GMP  BUS  APPR OAPP QAPP","1999-12-17","CH20A55050","2010-09-10","M","B101","","PM-V1","CH21","","","2010-09-10"]
["10002893","IM304","SPECTROMETRE DE MASSE sur LY11 et LY12","CH21/P302","Pharmaceutical - ligne 2","N/A","N/A","VACOTEC SA - MERGED","","M0106","PROD GMP  APPR OAPP QAPP","1999-01-01","CH20A54057","2010-09-10","M","B103","","PM-D1","CH21","","","2010-10-05"]
["10002004","IM307","Plaque de contrôle de densité","CH21/S400","Quality Control","STEPPED DENSITY PLATE","1063","MEDTEC INC.","","","PROD GMP  APPR OAPP QAPP","1998-07-01","CH20A55050","2010-09-10","M","B101","","PM-V2","CH21","","","2010-09-10"]
["10003191","IM308","PALLTRONIC FLOWSTAR","CH21/P300","Pharmaceutical dry forms","FFS02","07032226","PALL (SCHWEIZ) AG.","","B00110","PROD GMP  APPR OAPP QAPP","2000-08-01","CH20A54057","2010-09-10","M","B102","","PM-D1","CH21","","","2010-10-05"]
["10002631","IM309","PALLTRONIC FLOWCHECK","CH21/P302","Pharmaceutical - ligne 2","FC01","13115","PALL (SCHWEIZ) AG.","","M0034","PROD GMP  APPR OAPP QAPP","2000-08-01","CH20A54057","2010-09-10","M","B103","","PM-D1","CH21","","","2010-09-10"]
["10002939","IM311","PALLTRONIC FLOWSTAR","CH21/P302","Pharmaceutical - ligne 2","FFS02","06032126","PALL (SCHWEIZ) AG.","","M0024","PROD GMP  APPR OAPP QAPP","2000-08-01","CH20A54057","2010-09-10","M","B103","","PM-D1","CH21","","","2010-10-05"]
["10002041","IM314","MANOMETRE-1 à  6 BARS","CH21/P122","Zone DSP4","MDM 7370/SLIIKON 053MB","N/A","APPLIED BIOSYSTEMS","BULK INT LH","B1036","PROD GMP  APPR OAPP QAPP","2000-11-09","CH20A54055","2010-09-10","M","B102","","PM-A","CH21","","","2010-09-10"]
["10002035","IM316","MANOMETRE  0 à  6 BARS","CH21/P101","Tech Biotech","MDM 7340/SILIKON 053MB","N/A","APPLIED BIOSYSTEMS","","B10105","PROD GMP  APPR OAPP QAPP","2000-11-14","CH20A54055","2010-09-10","M","B102","","PM-A","CH21","","","2010-09-10"]
["10004180","IM325","CONDUCTIMETRE 712","CH21/P101","Tech Biotech","1.712.0010","18152","METROHM SCHWEIZ AG","","A0129","PROD GMP  APPR OAPP QAPP","2001-01-15","CH20A54055","2010-09-10","M","B101","","PM-F","CH21","","","2010-09-10"]
["10002019","IM328","Manomètre -1 +3 bars","CH21/P121","Zone  DSP1","-1 +3 BARS","E118837103","*WIKA SA","","B1047","PROD APPR OAPP QAPP","2001-01-26","CH20A54055","2010-09-10","M","B102","","PM-A","CH21","","","2010-09-10"]
["10002018","IM329","Manomètre  -1 +3 bars","CH21/P121","Zone  DSP1","-1 +3 BARS","E118837104","*WIKA SA","","B1047","PROD APPR OAPP QAPP","2001-01-26","CH20A54055","2010-09-10","M","B102","","PM-A","CH21","","","2010-09-10"]
["10001999","IM353","PIED A COULISSE","CH21/S400","Quality Control","","8P074906","TESA  SA","","A1033","PROD GMP  APPR OAPP QAPP","2002-07-01","CH20A55050","2010-09-10","M","B101","","PM-V2","CH21","","","2010-09-10"]
["10004076","IM356","Transmetteur PO2","CH21/P111","Zone  USP1 et USP4","O2  4100E","8076655","METTLER-TOLEDO (SCHWEIZ) AG","","B1042","PROD APPR OAPP QAPP","2002-11-11","CH20A54055","2010-09-10","M","B102","","PM-A","CH21","","","2010-09-10"]
["10001902","IM359","Débimètre massique","CH21/P128","Zone  DSP2","PROMASS 831","4A13F402000","ENDRESS+HAUSER METSO AG","","B1036","PROD GMP  BUS  APPR OAPP QAPP","2002-11-01","CH20A54055","2010-09-10","M","B102","","PM-A","CH21","","","2010-09-10"]
["10001890","IM360","Densimat","CH21/S400","Quality Control","SL760","IDN003661","BIOMERIEUX SUISSE SA","","A1092","PROD APPR OAPP QAPP","1997-12-01","CH20A55050","2010-09-10","M","B101","","PM-V2","CH21","","","2010-09-10"]
["10001991","IM364","Manomètre avec seuil d'alarme","CH21/P101","Tech Biotech","-1 À 5 BAR / 232-50-063","F126503104","*WIKA SA","","B10105","PROD GMP  APPR OAPP QAPP","2003-03-01","CH20A54055","2010-09-10","M","B102","","PM-A","CH21","","","2010-09-10"]
["10002124","IM37","ANALYSEUR DE RUPTURE","CH21/S099","Dispo","PTB301","H595/D","","","B0081","OUT  APPR OAPP QAPP","1984-09-01","CH20A54052","2010-09-10","M","B102","","PM-V1","CH21","","B0081","2010-09-10"]
["10001835","IM370","Photomètre","CH21/S200","Technical services","TDA-2G","12449","ATI Air Techniques Internat.","","A0146","PROD GMP  BUS  APPR OAPP QAPP","1990-01-01","CH20A54052","2010-09-10","Q","B101","","PM-V1","CH21","","","2010-09-10"]
["10001848","IM371","Calibrateur de pression","CH21/S200","Technical services","CAL-95","18829","CMR CONTROLS","","A0146","PROD GMP  BUS  APPR OAPP QAPP","1990-01-01","CH20A54052","2010-09-10","Q","B101","","PM-V1","CH21","","","2010-09-10"]
["10001846","IM373","Manomètre avec seuil d'alarme","CH21/P128","Zone  DSP2","1 À 5 BAR / 232-50-063","F126503102","*WIKA SA","","B1073","PROD GMP  APPR OAPP QAPP","2003-04-16","CH20A54055","2010-09-10","M","B102","","PM-A","CH21","","","2010-09-10"]
["10001832","IM375","ANEMOMETRE","CH21/P300","Pharmaceutical dry forms","DA 5000","A00352","Rototherm inst & control","","B00","PROD GMP  APPR OAPP QAPP","2003-11-01","CH20A54057","2010-09-10","M","B102","","PM-D1","CH21","","","2010-09-10"]
["10001845","IM379","Conductimètre 712","CH21/P121","Zone  DSP1","712","1712001025156","METROHM SCHWEIZ AG","","B1017","PROD GMP  APPR OAPP QAPP","2004-01-01","CH20A54055","2010-09-10","M","B102","","PM-A","CH21","","","2010-09-10"]
["10002734","IM39","INTEGRITEST","CH21/P101","Tech Biotech","INTEGRITEST II PLUS","6048","MILLIPORE","","A0129","PROD GMP  APPR OAPP QAPP","1994-03-01","CH20A54055","2010-09-10","M","B101","","PM-A","CH21","","","2010-09-10"]
["10001901","IM400","Débimètre massique","CH21/P120","Zone  DSP3","PROMASS 831","4A13F502000","ENDRESS+HAUSER METSO AG","","B10128","PROD GMP  BUS  APPR OAPP QAPP","2002-11-01","CH20A54055","2010-09-10","M","B102","","PM-A","CH21","","","2010-09-10"]
["10001824","IM401","Densitomètre GS 800","CH21/S400","Quality Control","GS-800","4882A079","BIO-RAD LABORATORIES AG","","A1044","PROD GMP  BUS  APPR OAPP QAPP","2003-05-20","CH20A55050","2010-09-10","M","B101","","PM-V1","CH21","","","2010-09-10"]
["10001665","IM407","Débimètre massique","CH21/P128","Zone  DSP2","PROMASS 83 I DN25","83I25-CFTDAAAAAAAA","ENDRESS+HAUSER METSO AG","","B1073","PROD GMP  BUS  APPR OAPP QAPP","2005-01-04","CH20A54055","2010-09-10","M","B102","","PM-V1","CH21","","","2010-09-10"]
["10001761","IM408","CONDUCTIMETRE","CH21/P101","Tech Biotech","712","1712001028167","METROHM SCHWEIZ AG","","A0129","PROD APPR OAPP QAPP","2005-03-01","CH20A54055","2010-09-10","M","B101","","PM-A","CH21","","","2010-09-10"]
["10001760","IM409","Variateur de fréquence","CH21/P122","Zone DSP4","VLT503","0527406085","DANFOSS AG","BULK INT.LH","B1036","PROD GMP  APPR OAPP QAPP","2005-03-01","CH20A54055","2010-09-10","M","B102","","PM-H1","CH21","","","2010-09-10"]
["10004061","IM414","spectrophotomètre (ex: IPL)","CH21/P128","Zone  DSP2","ULTROSPEC 3300","82464","GE HEALTHCARE EUROPE GMBH","","B1034","PROD GMP  APPR OAPP QAPP","2005-03-01","CH20A54055","2010-09-10","M","B102","","PM-A","CH21","","","2010-09-10"]
["10004057","IM420","Manomètre","CH21/P122","Zone DSP4","-1 À 5 BAR TC50","T32428450506","*WIKA SA","BULK INT.LH","B1070","PROD GMP  APPR OAPP QAPP","2005-03-01","CH20A54055","2010-09-10","M","B102","","PM-A","CH21","","","2010-09-10"]
["10004056","IM421","Manomètre","CH21/P122","Zone DSP4","-1 À 5 BAR TC50","T32428450505","*WIKA SA","BULK INT.LH","B1070","PROD GMP  APPR OAPP QAPP","2005-03-01","CH20A54055","2010-09-10","M","B102","","PM-A","CH21","","","2010-09-10"]
["10004054","IM423","Manomètre","CH21/P122","Zone DSP4","-1 À 5 BAR TC50","T32428450503","*WIKA SA","Concentration LH","B1070","PROD APPR OAPP QAPP","2005-03-01","CH20A54055","2010-09-10","M","B102","","PM-A","CH21","","","2010-09-10"]
["10004053","IM424","Manomètre","CH21/P128","Zone  DSP2","-1 À 5 BAR TC50","T32428450502","*WIKA SA","BULK FINAL LH","B1036","PROD GMP  APPR OAPP QAPP","2005-03-01","CH20A54055","2010-09-10","M","B102","","PM-A","CH21","","","2010-09-10"]
["10004052","IM425","Manomètre","CH21/P122","Zone DSP4","-1 À 5 BAR TC50","T32428450501","*WIKA SA","BULK FINAL LH","B1036","PROD GMP  APPR OAPP QAPP","2005-03-01","CH20A54055","2010-09-10","M","B102","","PM-A","CH21","","","2010-09-10"]
["10000498","IM427","Compteur  3 mesures eau claire Zullig","CH21/U100/____TU17","Chambre mesures eau claire + usée","UT40  HT68  PH/T PHZB-25","N/A","","","EXTÉRIEU","PROD APPR OAPP QAPP","2005-02-01","CH20A54052","2010-09-10","M","B101","","PM-C5","CH21","","","2010-09-10"]
["10004049","IM429","Variateur de fréquence","CH21/P122","Zone DSP4","VLT5004","026038G423","DANFOSS AG","Concentration LH","B1036","PROD APPR OAPP QAPP","2005-03-12","CH20A54055","2010-09-10","M","B102","","PM-A","CH21","","","2010-09-10"]
["10004044","IM430","Manomètre","CH21/P122","Zone DSP4","-1 À 3 BAR","N/A","CONNECTORS AG","BULK FINAL LH","B1036","PROD GMP  APPR OAPP QAPP","2005-03-01","CH20A54055","2010-09-10","M","B102","","PM-A","CH21","","","2010-09-10"]
["10001737","IM440","CONDUCTIMETRE 712  (ex: IPL)","CH21/P170","Zone Production de Milieu s/sol","1.712.0010","05242","METROHM SCHWEIZ AG","","B0142","PROD GMP  APPR OAPP QAPP","2005-10-24","CH20A54055","2010-09-10","M","B102","","PM-V1","CH21","","","2010-09-10"]
["10001736","IM441","Densitomètre","CH21/P128","Zone  DSP2","DENSITO 30P","MIB02B96","METTLER-TOLEDO (SCHWEIZ) AG","","B10114","PROD BUS  APPR OAPP QAPP","2005-10-24","CH20A54055","2010-09-10","M","B102","","PM-A","CH21","","","2010-09-10"]
["10004021","IM447","Transmetteur  PO2","CH21/P111","Zone  USP1 et USP4","O2-4100E","8160134","METTLER-TOLEDO (SCHWEIZ) AG","","B10105","PROD APPR OAPP QAPP","2005-11-25","CH20A54055","2010-09-10","M","B102","","PM-A","CH21","","","2010-09-10"]
["10004015","IM450","Manomètre","CH21/P101","Tech Biotech","MEX 3D20 B19 DIDANC","155884","BAUMER BOURDON-HAENNI AG","","B1093","PROD GMP  APPR OAPP QAPP","2005-12-16","CH20A54055","2010-09-10","M","B102","","PM-A","CH21","","","2010-09-10"]
["10004013","IM452","Manomètre","CH21/P128","Zone  DSP2","MEX3D20B19 DIDANC","155881","BAUMER BOURDON-HAENNI AG","","B10114","PROD GMP  APPR OAPP QAPP","2005-12-16","CH20A54055","2010-09-10","M","B102","","PM-A","CH21","","","2010-09-10"]
["10004011","IM454","Manomètre Connector","CH21/P120","Zone  DSP3","N/A","N/A","","","B1047","PROD APPR OAPP QAPP","2005-12-16","CH20A54055","2010-09-10","M","B102","","PM-A","CH21","","","2010-09-10"]
["10001755","IM455","OSMOMETRE","CH21/P101","Tech Biotech","FISKE ONE-TEN","01121078L","FISKE ASSOCIATES","","A0129","PROD GMP  BUS  APPR OAPP QAPP","2006-01-10","CH20A54055","2010-09-10","M","B101","","PM-F","CH21","","","2010-09-10"]
["10003953","IM456","Manomètre","CH21/P101","Tech Biotech","N/A","N/A","NUOVA FIMA","","A0129","PROD GMP  APPR OAPP QAPP","2006-02-03","CH20A54055","2010-09-10","M","B101","","PM-A","CH21","","","2010-09-10"]
["10003951","IM458","Manomètre Connector","CH21/P128","Zone  DSP2","N/A","N/A","","","B1036","PROD GMP  APPR OAPP QAPP","2006-02-03","CH20A54055","2010-09-10","M","B102","","PM-A","CH21","","","2010-09-10"]
["10003950","IM459","Manomètre","CH21/P120","Zone  DSP3","14571","N/A","BAUMER BOURDON-HAENNI AG","","A0129","PROD APPR OAPP QAPP","2006-02-03","CH20A54055","2010-09-10","M","B101","","PM-A","CH21","","","2010-09-10"]
["10003949","IM460","Manomètre","CH21/P120","Zone  DSP3","MEX 3D20 B19 DIDANC","155880","BAUMER BOURDON-HAENNI AG","","B10127","PROD APPR OAPP QAPP","2006-02-03","CH20A54055","2010-09-10","M","B102","","PM-A","CH21","","","2010-09-10"]
["10003948","IM461","Manomètre Connector","CH21/P101","Tech Biotech","N/A","N/A","","","B1093","PROD GMP  APPR OAPP QAPP","2006-02-03","CH20A54055","2010-09-10","M","B102","","PM-A","CH21","","","2010-09-10"]
["10005414","IM4652","COMPTEUR DE PARTICULE","CH21/S099","Dispo","HIAC ROYCO 5130","89065012","SKAN AG","","STOCK  (","OUT  APPR OAPP QAPP","1990-01-01","CH20A54052","2010-09-10","M","","","PM-A","CH21","","","2010-09-10"]
["10003943","IM466","contrôleur de hauteur d'étiquette","CH21/P400","Packaging","SPHINX","N/A","DG Tec Sarl","","B0021","PROD GMP  BUS  APPR OAPP QAPP","2005-12-01","CH20A54056","2010-09-10","M","B102","","PM-C4","CH21","","","2010-09-10"]
["10003941","IM468","Dynamomètre Pesola","CH21/P400","Packaging","2500G","42500","","","CC0003","PROD GMP  APPR OAPP QAPP","2006-02-24","CH20A54056","2010-09-10","M","B203","","PM-C4","CH21","","","2010-09-10"]
["10003940","IM469","Dynamomètre Pesola","CH21/P400","Packaging","LIGTLINE 1000G","11000","","","B0081","PROD GMP  APPR OAPP QAPP","2006-02-24","CH20A54056","2010-09-10","M","B102","","PM-C4","CH21","","","2010-09-10"]
["10003939","IM470","Dynamomètre Pesola","CH21/P400","Packaging","LIGTLINE 1000G","11000","","","B0066","PROD GMP  APPR OAPP QAPP","2006-02-24","CH20A54056","2010-09-10","M","B102","","PM-C4","CH21","","","2010-09-10"]
["10003938","IM471","Dynamomètre Pesola","CH21/P400","Packaging","2500G","42500","","","S0023","PROD GMP  APPR OAPP QAPP","2006-02-24","CH20A54056","2010-09-10","M","B108","","PM-C4","CH21","","","2010-09-10"]
["10003882","IM475","Manomètre","CH21/P120","Zone  DSP3","WIKA 0-6 BAR","220N5L1","WIKA","","B1073","PROD APPR OAPP QAPP","2006-04-04","CH20A54055","2010-09-10","M","B102","","PM-A","CH21","","","2010-09-10"]
["10003790","IM476","Transmetteur  PO2","CH21/P111","Zone  USP1 et USP4","O2 4100E","8160161","METTLER-TOLEDO (SCHWEIZ) AG","","B1042","PROD GMP  BUS  APPR OAPP QAPP","2006-07-25","CH20A54055","2010-09-10","M","B102","","PM-A","CH21","","","2010-09-10"]
["10003993","IM477","INSTRUMENT FLUORIMETRE","CH21/S400","Quality Control","1420  VICTOR 2D COUNTER","4203239","PERKIN-ELMER (SCHWEIZ) AG","","A1044","PROD GMP  BUS  APPR OAPP QAPP","2006-09-06","CH20A55050","2010-09-10","M","B101","","PM-V2","CH21","","","2010-09-10"]
["10002680","IM478","Analyseur","CH21/P151","Zone Production USP5 s/sol","ABL5","142R0459N003","RADIOMETER GMBH","","B0150","PROD GMP  APPR OAPP QAPP","2006-12-22","CH20A54055","2010-09-10","M","B102","","PM-V1","CH21","","","2010-09-10"]
["10003935","IM482","Manomètre","CH21/P101","Tech Biotech","A3 37.00 TYPE-S","9101368","","","B1093","PROD GMP  APPR OAPP QAPP","2007-03-14","CH20A54055","2010-09-10","M","B102","","PM-A","CH21","","","2010-09-10"]
["10001586","IM483","PHOTOMETRE","CH21/S099","Dispo","SP200 DNS","685","DOP Solutions","","B1042","STO  GMP  APPR OAPP QAPP","2007-03-08","CH20A54052","2010-09-10","Q","B102","","PM-V1","CH21","","","2010-09-10"]
["10003899","IM485","SPECTROPHOTOMETRE","CH21/P101","Tech Biotech","ULTRASPEC  1100","103505","1000001473","","B10105","PROD APPR OAPP QAPP","2007-04-27","CH20A54055","2010-09-10","M","B102","","PM-V1","CH21","","","2010-09-10"]
["10001577","IM486","Débimètre massique","CH21/P120","Zone  DSP3","PROMASS 83 I DN8 3/8","93055902000","ENDRESS+HAUSER METSO AG","","B10128","PROD APPR OAPP QAPP","2007-05-01","CH20A54055","2010-09-10","M","B102","","PM-V1","CH21","","","2010-09-10"]
["10003898","IM487","Manomètre 0 à 2,5 bar","CH21/P120","Zone  DSP3","MEX5","120934201002","BAUMER BOURDON-HAENNI AG","","B1047","PROD APPR OAPP QAPP","2007-05-01","CH20A54055","2010-09-10","M","B102","","PM-A","CH21","","","2010-09-10"]
["10003897","IM488","Manomètre 0 à 2,5 bar","CH21/P120","Zone  DSP3","MEX5","120934201003","BAUMER BOURDON-HAENNI AG","","A0128","PROD APPR OAPP QAPP","2007-05-01","CH20A54055","2010-09-10","M","B101","","PM-A","CH21","","","2010-09-10"]
["10003893","IM492","Manomètre digital","CH21/P101","Tech Biotech","816112111413","N/A","BAUMER BOURDON-HAENNI AG","","B10105","PROD GMP  APPR OAPP QAPP","2007-05-01","CH20A54055","2010-09-10","M","B102","","PM-A","CH21","","","2010-09-10"]
["10003857","IM493","Manomètre digital","CH21/P120","Zone  DSP3","DIGILINK","470350886 RC","BAUMER BOURDON-HAENNI AG","","B10105","PROD APPR OAPP QAPP","2007-05-01","CH20A54055","2010-09-10","M","B102","","PM-A","CH21","","","2010-09-10"]
["10003450","IM495","Banc de vide  (ex:SBC 8468)","CH21/S200/___IM495","Banc de vide  (ex:SBC 8468)","TSH-071E","PM 503525","PFEIFFER VACCUM AG","","A0146","PROD GMP  BUS  APPR OAPP QAPP","2003-12-09","CH20A54052","2010-09-10","Q","B101","","PM-V6","CH21","","","2010-09-10"]
["10003304","IM498","SPECTROPHOTOMETRE","CH21/P122","Zone DSP4","ULTROSPEC  1100","100481","BIOCHROM AG","","B10149","PROD GMP  APPR OAPP QAPP","2007-08-08","CH20A54055","2010-09-10","M","B102","","PM-V1","CH21","","","2010-10-05"]
["10003798","IM500","Manomètre -1 à 9 bars  (autoclavable)","CH21/P101","Tech Biotech","EN837-1","V83019230106","*WIKA SA","","B10105","PROD GMP  APPR OAPP QAPP","2007-08-02","CH20A54055","2010-09-10","M","B102","","PM-V1","CH21","","","2010-09-10"]
["10003796","IM502","Manomètre -1 à 9 bars  (autoclavable)","CH21/P101","Tech Biotech","EN837-1","V83019230104","*WIKA SA","","B10105","PROD GMP  APPR OAPP QAPP","2007-08-02","CH20A54055","2010-09-10","M","B102","","PM-V1","CH21","","","2010-09-10"]
["10003795","IM504","Manomètre -1 à 9 bars  (autoclavable)","CH21/P122","Zone DSP4","EN837-1","V83019230102","*WIKA SA","","B10144","PROD GMP  APPR OAPP QAPP","2007-08-02","CH20A54055","2010-09-10","M","B102","","PM-V1","CH21","","","2010-09-10"]
["10002681","IM506","Anémomètre  DA5000","CH21/P300","Pharmaceutical dry forms","DA5000","A00352","Rototherm inst & control","","A0035","PROD APPR OAPP QAPP","2007-09-10","CH20A54057","2010-09-10","M","B101","","PM-D1","CH21","","","2010-09-10"]
["10003969","IM511","Manomètre -1 à 5 bars","CH21/P121","Zone  DSP1","-1 À 5 BARS","N/A","*WIKA SA","","B1042","PROD GMP  APPR OAPP QAPP","2007-11-14","CH20A54055","2010-09-10","M","B102","","PM-V1","CH21","","","2010-09-10"]
["10003968","IM512","Manomètre  0 à 6 bars","CH21/P121","Zone  DSP1","0 À 6 BARS","N/A","LABOMATIC INSTRUMENTS AG","","B10134","PROD GMP  APPR OAPP QAPP","2007-11-14","CH20A54055","2010-09-10","M","B102","","PM-V1","CH21","","","2010-09-10"]
["10003964","IM515","Manomètre 0 à 5 bars","CH21/P121","Zone  DSP1","0 À 5 BARS","881986","NISHINO","BULK INT.LH","B1020","PROD GMP  APPR OAPP QAPP","2007-11-14","CH20A54055","2010-09-10","M","B102","","PM-V1","CH21","","","2010-09-10"]
["10003962","IM517","Manomètre -1 à 6 bars","CH21/P121","Zone  DSP1","-1 À 6 BARS","N/A","CONNECTORS AG","BULK INT.LH","B1017","PROD GMP  APPR OAPP QAPP","2007-11-14","CH20A54055","2010-09-10","M","B102","","PM-V1","CH21","","","2010-09-10"]
["10003958","IM521","Manomètre -1 à  5 bars","CH21/P121","Zone  DSP1","-1 À 5 BARS","N/A","*WIKA SA","","B1023","PROD GMP  APPR OAPP QAPP","2007-11-14","CH20A54055","2010-09-10","M","B102","","PM-V1","CH21","","","2010-09-10"]
["10003957","IM522","Manomètre -1 à  5 bars","CH21/P121","Zone  DSP1","-1 À 5 BARS","N/A","*WIKA SA","","B1023","PROD GMP  APPR OAPP QAPP","2007-11-14","CH20A54055","2010-09-10","M","B102","","PM-V1","CH21","","","2010-09-10"]
["10001592","IM525","Micro-osmomètre","CH21/P151","Zone Production USP5 s/sol","3320","07100978A","Advanced Instruments, Inc","","B0148","PROD GMP  APPR OAPP QAPP","2007-11-07","CH20A54055","2010-09-10","M","B102","","PM-F","CH21","","","2010-09-10"]
["10001591","IM526","CEDEX cell analyzing system","CH21/P151","Zone Production USP5 s/sol","CEDEX MULTISAMPLER","G007D7048","Innovatis","","B0144","PROD GMP  APPR OAPP QAPP","2007-11-20","CH20A54055","2010-09-10","M","B102","","PM-V1","CH21","","","2010-09-10"]
["10001529","IM529","INTEGRITEST IT4","CH21/P128","Zone  DSP2","IT4","IT4N0164","MILLIPORE","","B10116","PROD GMP  BUS  APPR OAPP QAPP","2007-12-01","CH20A54055","2010-09-10","M","B102","","PM-V1","CH21","","","2010-09-10"]
["10003735","IM532","Manomètre  -1 à  3 bars","CH21/P122","Zone DSP4","-1 À 3 BARS","N/A","CONNECTORS AG","BULK INT.LH","B1036","PROD GMP  APPR OAPP QAPP","2007-12-07","CH20A54055","2010-09-10","M","B102","","PM-V1","CH21","","","2010-09-10"]
["10003718","IM537","Manomètre  -1 à 5 bars","CH21/P122","Zone DSP4","-1 À 5 BARS","N/A","","","B10127","PROD GMP  APPR OAPP QAPP","2007-12-14","CH20A54055","2010-09-10","M","B102","","PM-V1","CH21","","","2010-09-10"]
["10000889","IM539","Manomètre  -1 à 3 bars","CH21/P122/____UF18","UNITE DE FILTRATION","-1 À 3 BARS","2401QY8","BOCCARD SA","","B10148","PROD GMP  APPR OAPP QAPP","2007-12-14","CH20A54055","2010-09-10","M","B102","","PM-V1","CH21","","","2010-09-10"]
["10000893","IM542","Manomètre  -1 à 3 bars","CH21/P122/____UF55","ULTRAFILTRATION SYSTEM","-1 À 3 BARS","G1566170101","*WIKA SA","","B10148","PROD GMP  APPR OAPP QAPP","2007-12-14","CH20A54055","2010-09-10","M","B102","","PM-V1","CH21","","","2010-09-10"]
["10000882","IM543","Manomètre  -1 à 3 bars","CH21/P122/____UF55","ULTRAFILTRATION SYSTEM","-1 À 3 BARS","G1566170104","*WIKA SA","","B10148","PROD GMP  APPR OAPP QAPP","2007-12-14","CH20A54055","2010-09-10","M","B102","","PM-V1","CH21","","","2010-09-10"]
["10000868","IM546","Manomètre  -1 à 3 bars","CH21/P122","Zone DSP4","-1 À 3 BARS","N/A","CONNECTORS AG","","B10150","PROD GMP  APPR OAPP QAPP","2007-12-14","CH20A54055","2010-09-10","M","B102","","PM-V1","CH21","","","2010-09-10"]
["10003713","IM549","Manomètre  -1 à 3 bars","CH21/P122","Zone DSP4","-1 À 3 BARS","C781811","MBR.  AG  (MAVAG)","","B10148","PROD GMP  APPR OAPP QAPP","2007-12-14","CH20A54055","2010-09-10","M","B102","","PM-V1","CH21","","","2010-09-10"]
["10000858","IM551","Manomètre  -1 à 3 bars","CH21/P122/____UF58","ULTRAFILTRATION UNIT","-1 À 3 BARS","G1566170105","*WIKA SA","","B10150","PROD GMP  APPR OAPP QAPP","2007-12-14","CH20A54055","2010-09-10","M","B102","","PM-V1","CH21","","","2010-09-10"]
["10003763","IM555","Turbidimètre","CH21/P120","Zone  DSP3","2100 AN","07090C020915","HACH ULTRA ANALYTICS","","B0144","PROD GMP  APPR OAPP QAPP","2008-02-04","CH20A54055","2010-09-10","M","B102","","PM-V1","CH21","","","2010-09-10"]
["10003762","IM556","Turbidimètre","CH21/P120","Zone  DSP3","2100 AN","07090C020920","HACH ULTRA ANALYTICS","","B10128","PROD GMP  APPR OAPP QAPP","2008-02-04","CH20A54055","2010-09-10","M","B102","","PM-V1","CH21","","","2010-09-10"]
["10003760","IM557","Manomètre  à aiguille 0 à 6 bars","CH21/P120","Zone  DSP3","MEX3D20-9662","466008","BAUMER BOURDON-HAENNI AG","","B10128","PROD GMP  APPR OAPP QAPP","2008-02-01","CH20A54055","2010-09-10","M","B102","","PM-V1","CH21","","","2010-09-10"]
["10003757","IM560","Manomètre  à aiguille 0 à 6 bars","CH21/P120","Zone  DSP3","MEX3D20-9662","466006","BAUMER BOURDON-HAENNI AG","","B10128","PROD GMP  APPR OAPP QAPP","2008-02-01","CH20A54055","2010-09-10","M","B102","","PM-V1","CH21","","","2010-09-10"]
["10003756","IM561","Manomètre  à aiguille 0 à 6 bars","CH21/P120","Zone  DSP3","MEX3D20-9662","466009","BAUMER BOURDON-HAENNI AG","","B10128","PROD GMP  APPR OAPP QAPP","2008-02-01","CH20A54055","2010-09-10","M","B102","","PM-V1","CH21","","","2010-09-10"]
["10003730","IM569","Manomètre  MDM 15-6","CH21/P110","Zone Prod Biotech s/sol USP3","MDM 15-6","V22872350302","CONNECTORS AG","","B0144","PROD GMP  APPR OAPP QAPP","2008-03-17","CH20A54052","2010-09-10","M","B102","","PM-V1","CH21","","","2010-09-10"]
["10003729","IM570","Manomètre  MDM 15-6","CH21/P110","Zone Prod Biotech s/sol USP3","MDM 15-6","V22872350306","CONNECTORS AG","","B0144","PROD GMP  APPR OAPP QAPP","2008-03-17","CH20A54052","2010-09-10","M","B102","","PM-V1","CH21","","","2010-09-10"]
["10003728","IM571","Manomètre  MDM 15-6","CH21/P110","Zone Prod Biotech s/sol USP3","MDM 15-6","V22872350310","CONNECTORS AG","","B0144","PROD GMP  APPR OAPP QAPP","2008-03-17","CH20A54052","2010-09-10","M","B102","","PM-V1","CH21","","","2010-09-10"]
["10000018","IM572","Plate Washer 96 puits","CH21/S400","Quality Control","96 PW TECAN CE","803006127","TECAN GROUP LTD","","A1041","PROD APPR OAPP QAPP","2008-04-01","CH20A55050","2010-09-10","M","B101","","PM-V1","CH21","","","2010-09-10"]
["10003784","IM577","Appareil d'identification microbienne","CH21/S400","Quality Control","VITEK 2 COMPACT 30","VTK3668","BIOMERIEUX SUISSE SA","","A1092","PROD GMP  APPR OAPP QAPP","2008-05-21","CH20A55050","2010-09-10","M","B101","","PM-V2","CH21","","","2010-09-10"]
["10001562","IM578","Compteur cellulaire Vi Cell RX","CH21/P111","Zone  USP1 et USP4","XR- VI CELL RX","AM 16102","BECKMAN COULTER","","B0148","PROD GMP  BUS  APPR OAPP QAPP","2008-05-16","CH20A54055","2010-09-10","M","B102","","PM-V1","CH21","","","2010-09-10"]
["10001560","IM580","Analyseur biochimique Nova bioprofile","CH21/P151","Zone Production USP5 s/sol","NOVA BIOPROFILE 100+","T34408460","LABOR-SYSTEME FLUKIGER SA","","B0150","PROD APPR OAPP QAPP","2008-05-06","CH20A54055","2010-09-10","M","B102","","PM-V1","CH21","","","2010-09-10"]
["10003755","IM581","Compteur de cellules. Nucléocounter","CH21/P110","Zone Prod Biotech s/sol USP3","900-0004","GP0907-026-25","Chemonetec","","B0144","PROD GMP  BUS  APPR OAPP QAPP","2008-07-11","CH20A54052","2010-09-10","M","B102","","PM-V1","CH21","","","2010-09-10"]
["10001543","IM583","INTEGRITEST IT4","CH21/P120","Zone  DSP3","IT4","IT4N0215","MILLIPORE","","B10128","PROD GMP  APPR OAPP QAPP","2008-07-02","CH20A54055","2010-09-10","M","B102","","PM-V2","CH21","","","2010-09-10"]
["10003754","IM584","Loupe binoculaire","CH21/S400","Quality Control","MOTIC SM2-140","10830008","","","A1092","PROD APPR OAPP QAPP","2008-07-07","CH20A55050","2010-09-10","M","B101","","PM-V1","CH21","","","2010-09-10"]
["10003752","IM586","Appareil Mesure de pCO2, pO2, pH","CH21/P110","Zone Prod Biotech s/sol USP3","RAPIDLAB 248 PH/BLOOD GAS","9165","SIEMENS - LANDIS & STAEFA DIV.","","B0144","PROD GMP  BUS  APPR OAPP QAPP","2008-07-11","CH20A54052","2010-09-10","M","B102","","PM-V1","CH21","","","2010-09-10"]
["10003751","IM587","Console Biostat Cultibag RM","CH21/S099","Dispo","BIOSTAT CULTIBAG RM","00143.0708.50RM","SARTORIUS Stedim Biotech GMBH","","B1072","PROD GMP  BUS  APPR OAPP QAPP","2008-07-31","CH20A54055","2010-09-10","M","B102","","PM-V1","CH21","","","2010-09-10"]
["10003750","IM588","Console Biostat Cultibag RM","CH21/S099","Dispo","BIOSTAT CULTIBAG RM","00142.0708.50RM","SARTORIUS Stedim Biotech GMBH","","B1072","PROD GMP  BUS  APPR OAPP QAPP","2008-07-31","CH20A54055","2010-09-10","M","B102","","PM-V1","CH21","","","2010-09-10"]
["10003744","IM589","Manomètre -1 à 5 bars","CH21/P128","Zone  DSP2","WIKA -1 À 5 BARS","N/A","*WIKA SA","","B10116","PROD GMP  APPR OAPP QAPP","2007-11-14","CH20A54055","2010-09-10","M","B102","","PM-V1","CH21","","","2010-09-10"]
["10003743","IM591","Manomètre -1 à 5 bars","CH21/P128","Zone  DSP2","WIKA -1 À 5 BARS","N/A","LABON","","B10114","PROD GMP  APPR OAPP QAPP","2007-11-14","CH20A54055","2010-09-10","M","B102","","PM-V1","CH21","","","2010-09-10"]
["10003742","IM592","Manomètre 1 à 6 bars","CH21/P128","Zone  DSP2","EN-837-1","24057 YG","*WIKA SA","","B1073","PROD GMP  APPR OAPP QAPP","2007-11-14","CH20A54055","2010-09-10","M","B102","","PM-V1","CH21","","","2010-09-10"]
["10003741","IM593","Manomètre 1 à 6 bars","CH21/P128","Zone  DSP2","EN-837-1","24057 YH","*WIKA SA","","B1073","PROD GMP  APPR OAPP QAPP","2007-11-14","CH20A54055","2010-09-10","M","B102","","PM-V1","CH21","","","2010-09-10"]
["10003740","IM594","Manomètre 1 à 6 bars","CH21/P128","Zone  DSP2","1.4571","750755/001","LABON","","B1073","PROD GMP  APPR OAPP QAPP","2007-11-14","CH20A54055","2010-09-10","M","B102","","PM-V1","CH21","","","2010-09-10"]
["10000139","IM597","Automate Cultibag Optical","CH21/P151","Zone Production USP5 s/sol","BIOSTAT TOWER RM20/50","DS020LORM---2","WAVE BIOTECH AG","","B0148","PROD GMP  APPR OAPP QAPP","2008-08-26","CH20A54055","2010-09-10","M","B102","X","PM-V1","CH21","","","2010-09-10"]
["10003717","IM598","Rocker 20/50 pour wave bag","CH21/P151","Zone Production USP5 s/sol","ROCKER BASIC 20/50","00139.0608.50RM","WAVE BIOTECH AG","","B0148","PROD GMP  APPR OAPP QAPP","2008-08-26","CH20A54055","2010-09-10","M","B102","","PM-V1","CH21","","","2010-09-10"]
["10003663","IM601","COMPTEUR DE PARTICULE","CH21/P300","Pharmaceutical dry forms","PCSS","2048","Klotz Markus Gmbh","","M0025","PROD GMP  BUS  APPR OAPP QAPP","2007-01-01","CH20A54057","2010-09-10","M","B103","","PM-D1","CH21","","","2010-09-10"]
["10003662","IM602","COMPTEUR DE PARTICULE","CH21/P302","Pharmaceutical - ligne 2","PCSS","2049","Klotz Markus Gmbh","","M0026","PROD GMP  BUS  APPR OAPP QAPP","2007-01-01","CH20A54057","2010-09-10","M","B103","","PM-D1","CH21","","","2010-09-10"]
["10003661","IM603","COMPTEUR DE PARTICULE","CH21/P300","Pharmaceutical dry forms","PCSS","2043","Klotz Markus Gmbh","","B0044","PROD GMP  BUS  APPR OAPP QAPP","2007-01-01","CH20A54057","2010-09-10","M","B102","","PM-D1","CH21","","","2010-09-10"]
["10003016","IM61","DOSIMATE","CH21/S400","Quality Control","1.6650030","5F7/296","METROHM SCHWEIZ AG","","A1069","PROD GMP  APPR OAPP QAPP","1990-11-01","CH20A55050","2010-09-10","M","B101","","PM-V1","CH21","","","2010-09-10"]
["10003782","IM627","INTEGRITEST IT4","CH21/P121","Zone  DSP1","XIT4N0001","IT4N0289","MILLIPORE","","B1017","PROD GMP  APPR OAPP QAPP","2008-09-19","CH20A54055","2010-09-10","M","B102","","PM-V1","CH21","","","2010-09-10"]
["10003775","IM629","Console wave Biostat Cultibag RM","CH21/S099","Dispo","BIOSTAT CULTIBAG RM","00164.0908.50RM","SARTORIUS Stedim Biotech GMBH","","B1072","PROD GMP  BUS  APPR OAPP QAPP","2008-10-13","CH20A54055","2010-09-10","M","B102","","PM-V1","CH21","","","2010-09-10"]
["10003769","IM630","Manomètre -1 à 3 bars","CH21/P120","Zone  DSP3","EN837-1 -1 À 3 BARS","N/A","BAUMER BOURDON-HAENNI AG","","B10128","PROD GMP  APPR OAPP QAPP","2008-11-01","CH20A54055","2010-09-10","M","B102","","PM-V1","CH21","","","2010-09-10"]
["10003768","IM631","Manomètre -1 à 3 bars","CH21/P120","Zone  DSP3","EN837-1 -1 À 3 BARS","N/A","BAUMER BOURDON-HAENNI AG","","B10128","PROD GMP  APPR OAPP QAPP","2008-11-01","CH20A54055","2010-09-10","M","B102","","PM-V1","CH21","","","2010-09-10"]
["10003691","IM635","Appareil controleur de pression et  pO2","CH21/P151","Zone Production USP5 s/sol","PW1000 P11P20034","08-39-001","UBS FACTORING AG","","B0144","PROD APPR OAPP QAPP","2009-02-10","CH20A54055","2010-09-10","M","B102","","PM-V1","CH21","","","2010-09-10"]
["10003677","IM636","Spectrophotomètre","CH21/P101","Tech Biotech","GENE QUANT 1300","107826","1000001473","","A1020","PROD GMP  APPR OAPP QAPP","2009-01-01","CH20A54055","2010-09-10","M","B101","","PM-V1","CH21","","","2010-09-10"]
["10003676","IM637","Spectrophotomètre","CH21/P128","Zone  DSP2","GENE QUANT 1300","107925","GE HEALTHCARE EUROPE GMBH","","B10149","PROD GMP  APPR OAPP QAPP","2009-01-01","CH20A54055","2010-09-10","M","B102","","PM-V1","CH21","","","2010-09-10"]
["10003644","IM638","Compteur  Klotz","CH21/P302","Pharmaceutical - ligne 2","KLOTZ","2182","Klotz Markus Gmbh","","B0044","PROD GMP  APPR OAPP QAPP","2009-03-09","CH20A54057","2010-09-10","M","B102","","PM-D1","CH21","","","2010-09-10"]
["10003642","IM640","Compteur  Klotz","CH21/P303","Pharmaceutical - ligne 3","KLOTZ","2186","Klotz Markus Gmbh","","B0044","PROD GMP  APPR OAPP QAPP","2009-03-09","CH20A54057","2010-09-10","M","B102","","PM-D1","CH21","","","2010-09-10"]
["10003641","IM641","Compteur  Klotz","CH21/P300","Pharmaceutical dry forms","KLOTZ","2185","Klotz Markus Gmbh","","B0044","PROD GMP  APPR OAPP QAPP","2009-03-09","CH20A54057","2010-09-10","M","B102","","PM-D1","CH21","","","2010-09-10"]
["10003785","IM646","Manomètre -1 à 5 bars","CH21/P101","Tech Biotech","232-50-063","N/A","*WIKA SA","","B10105","PROD GMP  APPR OAPP QAPP","2009-03-25","CH20A54055","2010-09-10","M","B102","","PM-V1","CH21","","","2010-09-10"]
["10003634","IM647","Air Sampler","CH21/S400","Quality Control","MSA-100NT","102086","MBV SA","","A1099","PROD GMP  APPR OAPP QAPP","2009-05-21","CH20A55050","2010-09-10","M","B101","","PM-V2","CH21","","","2010-09-10"]
["10003631","IM650","Air Sampler","CH21/S400","Quality Control","MSA-100NT","102089","MBV SA","","A1099","PROD GMP  APPR OAPP QAPP","2009-05-21","CH20A55050","2010-09-10","M","B101","","PM-V2","CH21","","","2010-09-10"]
["10003628","IM653","Air Sampler","CH21/S400","Quality Control","MSA-100NT","102092","MBV SA","","A1099","PROD GMP  APPR OAPP QAPP","2009-05-21","CH20A55050","2010-09-10","M","B101","","PM-V2","CH21","","","2010-09-10"]
["10003626","IM655","Air Sampler","CH21/S400","Quality Control","MSA-100NT","102094","MBV SA","","A1099","PROD GMP  APPR OAPP QAPP","2009-05-21","CH20A55050","2010-09-10","M","B101","","PM-V2","CH21","","","2010-09-10"]
["10003625","IM656","Air Sampler","CH21/S400","Quality Control","MSA-100NT","102095","MBV SA","","A1099","PROD GMP  APPR OAPP QAPP","2009-05-21","CH20A55050","2010-09-10","M","B101","","PM-V2","CH21","","","2010-09-10"]
["10003624","IM657","Air Sampler","CH21/S400","Quality Control","MSA-100NT","102096","MBV SA","","A1099","PROD GMP  APPR OAPP QAPP","2009-05-21","CH20A55050","2010-09-10","M","B101","","PM-V2","CH21","","","2010-09-10"]
["10003623","IM658","Air Sampler","CH21/S400","Quality Control","MSA-100NT","102097","MBV SA","","A1099","PROD GMP  APPR OAPP QAPP","2009-05-21","CH20A55050","2010-09-10","M","B101","","PM-V2","CH21","","","2010-09-10"]
["10004271","IM66","CONDUCTIMETRE","CH21/S099","Dispo","1.712.0010NR","OD2/146","","","?  (B003","OUT  GMP  BUS  APPR OAPP QAPP","1995-01-01","CH20A54052","2010-09-10","M","","","PM-A","CH21","","?  (B0031","2010-09-10"]
["10003621","IM660","Air Sampler","CH21/S400","Quality Control","MSA-100NT","102099","MBV SA","","A1099","PROD GMP  APPR OAPP QAPP","2009-05-21","CH20A55050","2010-09-10","M","B101","","PM-V2","CH21","","","2010-09-10"]
["10003619","IM662","Air Sampler","CH21/S400","Quality Control","MSA-100NT","102101","MBV SA","","A1099","PROD GMP  APPR OAPP QAPP","2009-05-21","CH20A55050","2010-09-10","M","B101","","PM-V2","CH21","","","2010-09-10"]
["10003618","IM663","Air Sampler","CH21/S400","Quality Control","MSA-100NT","102102","MBV SA","","A1099","PROD GMP  APPR OAPP QAPP","2009-05-21","CH20A55050","2010-09-10","M","B101","","PM-V2","CH21","","","2010-09-10"]
["10003617","IM664","Air Sampler","CH21/S400","Quality Control","MSA-100NT","102103","MBV SA","","A1099","PROD GMP  APPR OAPP QAPP","2009-05-21","CH20A55050","2010-09-10","M","B101","","PM-V2","CH21","","","2010-09-10"]
["10003616","IM665","Air Sampler","CH21/S400","Quality Control","MSA-100NT","102104","MBV SA","","A1099","PROD GMP  APPR OAPP QAPP","2009-05-21","CH20A55050","2010-09-10","M","B101","","PM-V2","CH21","","","2010-09-10"]
["10003614","IM668","Steritest equinox","CH21/S400","Quality Control","TQNXLFH01","960","","","A1093","PROD APPR OAPP QAPP","2009-05-01","CH20A55050","2010-09-10","M","B101","","PM-V1","CH21","","","2010-09-10"]
["10003584","IM670","MANOMETRE-1à 3 BARS","CH21/P121","Zone  DSP1","M1","430308","BOURDON","","B1094","PROD GMP  APPR OAPP QAPP","2009-06-15","CH20A54055","2010-09-10","M","B102","","PM-F","CH21","","","2010-09-10"]
["10000848","IM672","REFRACTOMETRE","CH21/S400/___HP536","systéme HPLC   Alliance","2414","E08214469M","WATERS TA INSTRUMENTS SA","","A1039","PROD GMP  BUS  APPR OAPP QAPP","2008-05-01","CH20A55050","2010-09-10","M","B101","","PM-V1","CH21","","","2010-09-10"]
["10003598","IM673","Sonificateur 750W","CH21/P122","Zone DSP4","SONIFICATEUR 750W","54027Y","Sonics & Materials Inc.","","B10149","PROD GMP  APPR OAPP QAPP","2009-07-13","CH20A54055","2010-09-10","M","B102","","PM-A","CH21","","","2010-09-10"]
["10003599","IM675","Manomètre -1 à 6 bars","CH21/P122","Zone DSP4","-1 À 6 BARS","N/A","CONNECTORS AG","","B10148","PROD GMP  APPR OAPP QAPP","2009-04-22","CH20A54055","2010-09-10","M","B102","","PM-V1","CH21","","","2010-09-10"]
["10002675","IM676","Analyseur ABL805","CH21/P111","Zone  USP1 et USP4","ABL805","ABL800I902-754R0737N0003","RADIOMETER GMBH","","B1042","PROD GMP  BUS  APPR OAPP QAPP","2009-09-25","CH20A54055","2010-09-10","M","B102","","PM-F","CH21","","","2010-09-10"]
["10002673","IM678","Compteur de particules","CH21/S200","Technical services","CI-1053","091750","CLIMET","","A0146","PROD GMP  APPR OAPP QAPP","2009-10-13","CH20A54052","2010-09-10","Q","B101","","PM-V6","CH21","","","2010-09-10"]
["10001402","IM679","Baromètre de poche","CH21/S400","Quality Control","845.930","","METRA INSTRUMENTS SA","","A1057","PROD GMP  APPR OAPP QAPP","1990-01-01","CH20A55050","2010-09-10","M","B101","","PM-V1","CH21","","","2010-09-10"]
["10001401","IM680","Baromètre de poche","CH21/S400","Quality Control","345.930","","METRA INSTRUMENTS SA","","A1056","PROD GMP  APPR OAPP QAPP","1990-01-01","CH20A55050","2010-09-10","M","B101","","PM-V1","CH21","","","2010-09-10"]
["10003597","IM681","Compteur  Klotz PCSS","CH21/P302","Pharmaceutical - ligne 2","PCSS","2234","Klotz Markus Gmbh","","M0029","PROD GMP  BUS  APPR OAPP QAPP","2009-10-01","CH20A54057","2010-09-10","M","B103","","PM-D1","CH21","","","2010-09-10"]
["10003595","IM683","Compteur  Klotz PCSS","CH21/P302","Pharmaceutical - ligne 2","PCSS","2243","Klotz Markus Gmbh","","M0029","PROD GMP  BUS  APPR OAPP QAPP","2009-10-01","CH20A54057","2010-09-10","M","B103","","PM-D1","CH21","","","2010-09-10"]
["10003594","IM684","Compteur  Klotz PCSS","CH21/P300","Pharmaceutical dry forms","PCSS","2240","Klotz Markus Gmbh","","M0029","PROD GMP  BUS  APPR OAPP QAPP","2009-10-01","CH20A54057","2010-09-10","M","B103","","PM-D1","CH21","","","2010-09-10"]
["10003593","IM685","Compteur  Klotz PCSS","CH21/P300","Pharmaceutical dry forms","PCSS","2238","Klotz Markus Gmbh","","M0029","PROD GMP  BUS  APPR OAPP QAPP","2009-10-01","CH20A54057","2010-09-10","M","B103","","PM-D1","CH21","","","2010-09-10"]
["10003592","IM686","Compteur  Klotz PCSS","CH21/P306","Pharmaceutical - ligne 6","PCSS","2233","Klotz Markus Gmbh","","M0029","PROD GMP  BUS  APPR OAPP QAPP","2009-10-01","CH20A54057","2010-09-10","M","B103","","PM-D1","CH21","","","2010-09-10"]
["10003590","IM688","Compteur  Klotz PCSS","CH21/P302","Pharmaceutical - ligne 2","PCSS","2235","Klotz Markus Gmbh","","M0029","PROD GMP  BUS  APPR OAPP QAPP","2009-10-01","CH20A54057","2010-09-10","M","B103","","PM-D1","CH21","","","2010-09-10"]
["10003589","IM689","Compteur  Klotz PCSS","CH21/P300","Pharmaceutical dry forms","PCSS","2231","Klotz Markus Gmbh","","M0029","PROD GMP  BUS  APPR OAPP QAPP","2009-10-01","CH20A54057","2010-09-10","M","B103","","PM-D1","CH21","","","2010-09-10"]
["10003588","IM690","Compteur  Klotz PCSS","CH21/P300","Pharmaceutical dry forms","PCSS","2241","Klotz Markus Gmbh","","M0029","PROD GMP  BUS  APPR OAPP QAPP","2009-10-01","CH20A54057","2010-09-10","M","B103","","PM-D1","CH21","","","2010-09-10"]
["10003587","IM691","Compteur  Klotz PCSS","CH21/P300","Pharmaceutical dry forms","PCSS","2236","Klotz Markus Gmbh","","M0029","PROD GMP  BUS  APPR OAPP QAPP","2009-10-01","CH20A54057","2010-09-10","M","B103","","PM-D1","CH21","","","2010-09-10"]
["10003586","IM692","Compteur  Klotz PCSS","CH21/P302","Pharmaceutical - ligne 2","PCSS","2237","Klotz Markus Gmbh","","M0029","PROD GMP  BUS  APPR OAPP QAPP","2009-10-01","CH20A54057","2010-09-10","M","B103","","PM-D1","CH21","","","2010-09-10"]
["10003585","IM693","Compteur  Klotz PCSS","CH21/P306","Pharmaceutical - ligne 6","PCSS","2232","Klotz Markus Gmbh","","M0029","PROD GMP  BUS  APPR OAPP QAPP","2009-10-01","CH20A54057","2010-09-10","M","B103","","PM-D1","CH21","","","2010-09-10"]
["10003565","IM696","Manomètre 0,4 bar","CH21/P152","Zone Production DSP","N/A","","PALL (SCHWEIZ) AG.","","A1023","PROD APPR OAPP QAPP","1990-01-01","CH20A54055","2010-09-10","M","B101","","PM-V1","CH21","","","2010-09-10"]
["10003564","IM697","Manomètre -1 à 6 bars","CH21/P152","Zone Production DSP","N/A","","CONNECTORS AG","","A1023","PROD APPR OAPP QAPP","1990-01-01","CH20A54055","2010-09-10","M","B101","","PM-V1","CH21","","","2010-09-10"]
["10003563","IM698","Manomètre -1 à 6 bars","CH21/P152","Zone Production DSP","N/A","N/A","CONNECTORS AG","","A1023","PROD APPR OAPP QAPP","1990-01-01","CH20A54055","2010-09-10","M","B101","","PM-V1","CH21","","","2010-09-10"]
["10001369","IM701","Balomètre","CH21/S200","Technical services","ACCUBALANCE 8345","90639061","TSI AB","","A0146","PROD GMP  BUS  APPR OAPP QAPP","2009-12-01","CH20A54052","2010-09-10","Q","B101","","PM-V6","CH21","","","2010-09-10"]
["10000852","IM704","Manomètre 0-6 bars","CH21/P152/____UF60","UNITE FILT.-SUP. CASSETTE","N/A","N/A","BAUMER BOURDON-HAENNI AG","","A1023","PROD APPR OAPP QAPP","1990-01-01","CH20A54055","2010-09-10","M","B101","","PM-V1","CH21","","","2010-09-10"]
["10000884","IM705","Manomètre 0-6 bars","CH21/P152/____UF60","UNITE FILT.-SUP. CASSETTE","N/A","N/A","BAUMER BOURDON-HAENNI AG","","A1023","PROD APPR OAPP QAPP","1990-01-01","CH20A54055","2010-09-10","M","B101","","PM-V1","CH21","","","2010-09-10"]
["10000905","IM707","Steritest equinox","CH21/S400/____SP67","Isolateur QC Testing","EQUINOX","Y284","","","A1084","PROD GMP  BUS  APPR OAPP QAPP","2009-12-17","CH20A55050","2010-09-10","M","B101","","PM-V1","CH21","","","2010-09-10"]
["10001044","IM708","Détecteur fluorimètre","CH21/S400/___HP541","Chaîne  HPLC   Alliance","2475","KO9475171M","WATERS AG","","A1069","PROD GMP  BUS  APPR OAPP QAPP","2010-02-01","CH20A55050","2010-09-10","M","B101","","PM-V2","CH21","","","2010-09-10"]
["10000854","IM709","Air Sampler","CH21/S400/____SP67","Isolateur QC Testing","MAS 100","46579","","","A1084","PROD GMP  APPR OAPP QAPP","2009-11-17","CH20A55050","2010-09-10","M","B101","","PM-V2","CH21","","","2010-09-10"]
["10001313","IM710","Photomètre","CH21/S200","Technical services","ATI-TDA-2H","120173","ATI Air Techniques Internat.","","A0146","PROD GMP  APPR OAPP QAPP","2010-01-01","CH20A54052","2010-09-10","M","B101","","PM-V6","CH21","","","2010-09-10"]
["10003543","IM712","Manomètre -1 à 6 bars","CH21/P152","Zone Production DSP","N/A","N/A","CONNECTORS AG","","A1023","PROD APPR OAPP QAPP","1990-01-01","CH20A54055","2010-09-10","M","B101","","PM-F","CH21","","","2010-09-10"]
["10000899","IM713","Manomètre 0 à 6 bars","CH21/P152/____UF16","UNITE DE FILTRATION","N/A","N/A","LABOM","","A1023","PROD APPR OAPP QAPP","1990-01-01","CH20A54055","2010-09-10","M","B101","","PM-F","CH21","","","2010-09-10"]
["10000850","IM714","Manomètre 0 à 6 bars","CH21/P152/____UF16","UNITE DE FILTRATION","N/A","N/A","LABOM","","A1023","PROD APPR OAPP QAPP","1990-01-01","CH20A54055","2010-09-10","M","B101","","PM-F","CH21","","","2010-09-10"]
["10000901","IM715","Manomètre 0 à 6 bars","CH21/P152/____UF15","UNITE DE FILTRATION","N/A","N/A","LABOM","","A1023","PROD APPR OAPP QAPP","1990-01-01","CH20A54055","2010-09-10","M","B101","","PM-F","CH21","","","2010-09-10"]
["10000875","IM717","Manomètre 0 à 6 bars","CH21/P152/____UF65","UNITE DE FILTRATION","N/A","N/A","LABOM","","A1023","PROD APPR OAPP QAPP","1990-01-01","CH20A54055","2010-09-10","M","B101","","PM-F","CH21","","","2010-09-10"]
["10000895","IM718","Manomètre 0 à 6 bars","CH21/P152/____UF65","UNITE DE FILTRATION","N/A","N/A","LABOM","","A1023","PROD APPR OAPP QAPP","1990-01-01","CH20A54055","2010-09-10","M","B101","","PM-F","CH21","","","2010-09-10"]
["10003545","IM720","Titrando Metrohm 905","CH21/S400","Quality Control","TITRANDO 905","","","","A1080","PROD GMP  APPR OAPP QAPP","2010-02-15","CH20A55050","2010-09-10","M","B101","","PM-V2","CH21","","","2010-09-10"]
["10003546","IM721","Compteur de particules","CH21/S099","Dispo","3200D","091239001","Light House","","A0146","STO  GMP  APPR OAPP QAPP","2010-02-10","CH20A54052","2010-09-10","M","B101","","PM-V6","CH21","","","2010-09-10"]
["10003534","IM725","ANEMOMETRE","CH21/S200","Technical services","DA-100NT","15692","MBV SA","","A0146","PROD GMP  APPR OAPP QAPP","2010-04-07","CH20A54052","2010-09-10","Q","B101","","PM-V6","CH21","","","2010-09-10"]
["10001265","IM726","Testeur de gants","CH21/S400","Quality Control","GLT PORTABLE","85019-IP66","GETINGE ALFA AG","","A1084","PROD GMP  BUS  APPR OAPP QAPP","2010-04-19","CH20A55050","2010-09-10","M","B101","","PM-V4","CH21","","","2010-09-10"]
["10003552","IM728","Manomètre","CH21/P121","Zone  DSP1","","E103913103","NEW MBR","","B1047","PROD APPR OAPP QAPP","1990-01-01","CH20A54055","2010-09-10","M","B102","","PM-A","CH21","","","2010-09-10"]
["10003551","IM729","Manomètre","CH21/P121","Zone  DSP1","","E110461102","NEW MBR","","B1047","PROD APPR OAPP QAPP","1990-01-01","CH20A54055","2010-09-10","M","B102","","PM-A","CH21","","","2010-09-10"]
["10003548","IM730","OSMOMETRE Gonotec","CH21/S400","Quality Control","O30D","100421","","","A1065","PROD GMP  BUS  APPR OAPP QAPP","2010-05-10","CH20A55050","2010-09-10","M","B101","","PM-V1","CH21","","","2010-09-10"]
["10002672","IM731","Analyseur AB805","CH21/P118","Zone Production USP2","AB805","1902-754R0901N0009","RADIOMETER GMBH","","B1075","PROD GMP  BUS  APPR OAPP QAPP","2010-06-08","CH20A54055","2010-09-10","M","B102","","PM-F","CH21","","","2010-09-10"]
["10003549","IM735","Manomètre T/C25 -1 à 6 bars","CH21/P128","Zone  DSP2","N/A","XN3585420105","CONNECTORS AG","","B10116","PROD GMP  APPR OAPP QAPP","2010-07-09","CH20A54055","2010-09-10","M","B102","","PM-F","CH21","","","2010-09-10"]
["10041215","IM736","Spectramax Plate reader M2","CH21/P150","Zone  IPC Biotechnologie","SEPCTRAMAX M2","??","MOLECULAR DEVICES","","A1017","PROD GMP  APPR OAPP QAPP","2010-10-11","CH20A54055","2010-11-05","M","B101","","PM-V1","CH21","","","2010-11-03"]
["10041259","IM737","OSMOMETRE","CH21/P101","Tech Biotech","2-10","08020206C","FISKE ASSOCIATES","","B0144","PROD GMP  BUS  APPR OAPP QAPP","2010-10-13","CH20A54055","2010-11-15","M","B102","","PM-F","CH21","","","2010-12-01"]
["10041420","IM738","Balomètre","CH21/S200","Technical services","8375M","91044062","TSI AB","","A0146","PROD GMP  APPR OAPP QAPP","2010-12-08","CH20A54052","2010-12-08","M","B101","","PM-V6","CH21","","","2010-12-10"]
["10041439","IM740","PALLTRONIC FLOWCHECK II","CH21/P302","Pharmaceutical - ligne 2","FC02","17037717","PALL (SCHWEIZ) AG.","","M0025","PROD GMP  BUS  APPR OAPP QAPP","2010-01-01","CH20A54057","2010-12-13","M","B103","","PM-D1","CH21","","","2010-07-01"]
["10041440","IM741","PALLTRONIC FLOWCHECK II","CH21/P303","Pharmaceutical - ligne 3","FC02","16037617","PALL (SCHWEIZ) AG.","","B0042","PROD GMP  BUS  APPR OAPP QAPP","2010-01-01","CH20A54057","2010-12-13","M","B102","","PM-D1","CH21","","","2010-07-01"]
["10041442","IM743","PALLTRONIC FLOWSTAR IV","CH21/P303","Pharmaceutical - ligne 3","FFSO4B","17017944","PALL (SCHWEIZ) AG.","","B0042","PROD GMP  BUS  APPR OAPP QAPP","2010-01-01","CH20A54057","2010-12-13","M","B102","","PM-D1","CH21","","","2010-07-01"]
["10041443","IM744","PALLTRONIC FLOWSTAR IV","CH21/P303","Pharmaceutical - ligne 3","FFSO4B","13017544","PALL (SCHWEIZ) AG.","","B0042","PROD GMP  BUS  APPR OAPP QAPP","2010-01-01","CH20A54057","2010-12-13","M","B102","","PM-D1","CH21","","","2010-07-01"]
["10041444","IM745","PALLTRONIC FLOWSTAR IV","CH21/P302","Pharmaceutical - ligne 2","FFSO4B","14017644","PALL (SCHWEIZ) AG.","","M0025","PROD GMP  BUS  APPR OAPP QAPP","2010-01-01","CH20A54057","2010-12-13","M","B103","","PM-D1","CH21","","","2010-07-01"]
["10041445","IM746","PALLTRONIC FLOWSTAR IV","CH21/P302","Pharmaceutical - ligne 2","FFSO4B","11018244","PALL (SCHWEIZ) AG.","","M0025","PROD GMP  BUS  APPR OAPP QAPP","2010-01-01","CH20A54057","2010-12-13","M","B103","","PM-D1","CH21","","","2010-02-01"]
["10043225","IM756","Compteur de particule Klotz PCSS","CH21/P302","Pharmaceutical - ligne 2","PCSS","2284","KLOTZ","","B0044","PROD GMP  BUS  APPR OAPP QAPP","2010-12-01","CH20A54057","2011-01-03","M","B102","","PM-D1","CH21","","","2011-01-01"]
["10043226","IM757","Compteur de particule Klotz PCSS","CH21/P302","Pharmaceutical - ligne 2","PCSS","2285","KLOTZ","","B0044","PROD GMP  BUS  APPR OAPP QAPP","2010-12-01","CH20A54057","2011-01-03","M","B102","","PM-D1","CH21","","","2011-01-01"]
["10043227","IM758","Compteur de particule Klotz PCSS","CH21/P302","Pharmaceutical - ligne 2","PCSS","2286","KLOTZ","","B0044","PROD GMP  BUS  APPR OAPP QAPP","2010-12-01","CH20A54057","2011-01-03","M","B102","","PM-D1","CH21","","","2011-01-01"]
["10043228","IM759","Compteur de particule Klotz PCSS","CH21/P300","Pharmaceutical dry forms","PCSS","2282","KLOTZ","","B0044","PROD GMP  BUS  APPR OAPP QAPP","2010-12-01","CH20A54057","2011-01-03","M","B102","","PM-D1","CH21","","","2011-01-01"]
["10046093","IM761","Compteur  Klotz PCSS","CH21/P300","Pharmaceutical dry forms","PCSS","2308","Klotz Markus Gmbh","","B0042","PROD GMP  APPR OAPP QAPP","2011-07-04","CH20A54057","2011-07-13","M","B102","","PM-D1","CH21","","","2011-07-08"]
["10068202","IM762","IM762    Electrophorèse capillaire.","CH21/S400","Quality Control","PA800 PLUS","A746031339","BECKMAN COULTER","","A1039","PROD GMP  APPR OAPP QAPP","2015-06-29","CH20A55050","2015-07-22","M","B101","","PM-V1","CH21","","","2015-07-21"]
["10069381","IM764","Anemometre","CH21/S200","Technical services","VELOCICAL","T57251537010","TSI AB","","A0146","PROD GMP  APPR OAPP QAPP","2015-10-02","CH20A54052","2016-02-18","M","B101","","PM-V6","CH21","","","2016-02-26"]
["10072326","IM765","IM765   Testeur d'intégrité de fermeture","CH21/S400","Quality Control","W07 MC/LFC/V","16.0043","WILCO AG","","A1033","PROD GMP  BUS  APPR OAPP QAPP","2017-05-20","CH20A55050","2017-05-10","M","B101","","PM-A","CH21","","","2017-07-01"]
["10075506","IM766","IM766  Clé dynanométrique","CH21/P101","Tech Biotech","730N/12 QUICK","217332550","Stahlwille","","A0129","PROD GMP  APPR OAPP QAPP","2018-01-01","CH20A54055","2018-02-16","M","B101","","PM-V4","CH21","","","2018-02-01"]
["10075507","IM767","IM767  Clé dynanométrique","CH21/P101","Tech Biotech","730N/12 QUICK","217334050","Stahlwille","","A0129","PROD GMP  APPR OAPP QAPP","2018-01-01","CH20A54055","2018-02-16","M","B101","","PM-V4","CH21","","","2018-02-01"]
["10075509","IM769","IM769  Clé dynanométrique","CH21/P101","Tech Biotech","730N/12 QUICK","217344514","Stahlwille","","A0129","PROD GMP  APPR OAPP QAPP","2018-01-01","CH20A54055","2018-02-16","M","B101","","PM-V4","CH21","","","2018-02-01"]
["10075510","IM770","IM770  Clé dynanométrique","CH21/P101","Tech Biotech","730N/12 QUICK","217344517","Stahlwille","","A0129","PROD GMP  APPR OAPP QAPP","2018-01-01","CH20A54055","2018-02-16","M","B101","","PM-V4","CH21","","","2018-02-01"]
["10075511","IM771","IM771  Clé dynanométrique","CH21/P101","Tech Biotech","730N/12 QUICK","217344518","Stahlwille","","A0129","PROD GMP  APPR OAPP QAPP","2018-01-01","CH20A54055","2018-02-16","M","B101","","PM-V4","CH21","","","2018-02-01"]
["10075512","IM772","IM772  Clé dynanométrique","CH21/P101","Tech Biotech","730N/12 QUICK","217345502","Stahlwille","","A0129","PROD GMP  APPR OAPP QAPP","2018-01-01","CH20A54055","2018-02-16","M","B101","","PM-V4","CH21","","","2018-02-01"]
["10075514","IM774","IM774  Clé dynanométrique","CH21/P101","Tech Biotech","730N/12 QUICK","617310567","Stahlwille","","A0129","PROD GMP  APPR OAPP QAPP","2018-01-01","CH20A54055","2018-02-16","M","B101","","PM-V4","CH21","","","2018-02-01"]
["10075515","IM775","IM775  Clé dynanométrique","CH21/P101","Tech Biotech","730N/12 QUICK","612157567","Stahlwille","","A0129","PROD GMP  APPR OAPP QAPP","2018-01-01","CH20A54055","2018-02-16","M","B101","","PM-V4","CH21","","","2018-02-01"]
["10075701","IM777","IM777: Air Sampler","CH21/S400","Quality Control","MASS-100NT","0000114314","MBV SA","","A1099","PROD GMP  APPR OAPP QAPP","2017-12-21","CH20A55050","2018-02-27","M","B101","","PM-V1","CH21","","","2018-01-20"]
["10075702","IM778","IM778: Air Sampler","CH21/S400","Quality Control","MASS-100NT","0000114315","MBV SA","","A1099","PROD GMP  APPR OAPP QAPP","2017-12-21","CH20A55050","2018-02-27","M","B101","","PM-V1","CH21","","","2018-01-20"]
["10075703","IM779","IM779: Air Sampler","CH21/S400","Quality Control","MASS-100NT","0000114316","MBV SA","","A1099","PROD GMP  APPR OAPP QAPP","2017-12-21","CH20A55050","2018-02-27","M","B101","","PM-V1","CH21","","","2018-01-20"]
["10002552","IM78","INTEGRITEST 2 PLUS","CH21/S099","Dispo","INTEGRITEST 2","6033","MILLIPORE","","A0145","OUT  GMP  APPR OAPP QAPP","1994-01-01","CH20A54052","2010-09-10","M","B101","","PM-A","CH21","","A0145","2010-09-10"]
["10075705","IM781","IM781: Air Sampler","CH21/S400","Quality Control","MASS-100NT","0000114318","MBV SA","","A1099","PROD GMP  APPR OAPP QAPP","2017-12-21","CH20A55050","2018-02-27","M","B101","","PM-V1","CH21","","","2018-01-20"]
["10075706","IM782","IM782: Air Sampler","CH21/S400","Quality Control","MASS-100NT","0000114319","MBV SA","","A1099","PROD GMP  APPR OAPP QAPP","2017-12-21","CH20A55050","2018-02-27","M","B101","","PM-V1","CH21","","","2018-01-20"]
["10075707","IM783","IM783: Air Sampler","CH21/S400","Quality Control","MASS-100NT","0000114320","MBV SA","","A1099","PROD GMP  APPR OAPP QAPP","2017-12-21","CH20A55050","2018-02-27","M","B101","","PM-V1","CH21","","","2018-01-20"]
["10075708","IM784","IM784: Air Sampler","CH21/S400","Quality Control","MASS-100NT","0000114321","MBV SA","","A1099","PROD GMP  APPR OAPP QAPP","2017-12-21","CH20A55050","2018-02-27","M","B101","","PM-V1","CH21","","","2018-01-20"]
["10075710","IM786","IM786: Air Sampler","CH21/S400","Quality Control","MASS-100NT","0000114323","MBV SA","","A1099","PROD GMP  APPR OAPP QAPP","2017-12-20","CH20A55050","2018-02-27","M","B101","","PM-V1","CH21","","","2018-01-20"]
["10075711","IM787","IM787: Air Sampler","CH21/S400","Quality Control","MASS-100NT","0000114324","MBV SA","","A1099","PROD GMP  APPR OAPP QAPP","2017-12-21","CH20A55050","2018-02-27","M","B101","","PM-V1","CH21","","","2018-01-20"]
["10075713","IM789","IM789: Air Sampler","CH21/S400","Quality Control","MASS-100NT","0000114326","MBV SA","","A1099","PROD GMP  APPR OAPP QAPP","2017-12-21","CH20A55050","2018-02-27","M","B101","","PM-V1","CH21","","","2018-01-20"]
["10075714","IM790","IM790: Air Sampler","CH21/S400","Quality Control","MASS-100NT","0000114327","MBV SA","","A1099","PROD GMP  APPR OAPP QAPP","2017-12-21","CH20A55050","2018-02-27","M","B101","","PM-V1","CH21","","","2018-01-20"]
["10075812","IM791","IM791 : Analyseur de Pen","CH21/S400","Quality Control","ZWICKILINE","DO728867","Zwick GmbH & Co.KG","","S2028","PROD GMP  APPR OAPP QAPP","2018-02-01","CH20A55050","2018-03-13","M","B108","","PM-V1","CH21","","","2018-03-15"]
["10075819","IM792","IM792 : Analyseur de Pen","CH21/S400","Quality Control","5KN ALL ROUND TABLE TOP","728887","Zwick GmbH & Co.KG","","S2028","PROD GMP  APPR OAPP QAPP","2018-02-01","CH20A55050","2018-03-13","M","B108","","PM-V1","CH21","","","2018-03-15"]
["10076008","IM794","IM794 :Compteur cellulaire Vi Cell RX","CH21/P110","Zone Prod Biotech s/sol USP3","VI CELL XR","BA44452","BECKMAN COULTER","","B0149","PROD GMP  APPR OAPP QAPP","2017-11-29","CH20A54055","2018-03-21","M","B102","","PM-V1","CH21","","","2017-11-29"]
["10076147","IM795","IM795: MANOMETRE a tube-ressort 2","CH21/P120","Zone  DSP3","162-LRS1-0751","22901800716336","BAUMER ELECTRIC AG","MEX3-D21B77","B10128","PROD GMP  APPR OAPP QAPP","2018-03-02","CH20A54055","2018-04-12","M","B102","","PM-V4","CH21","","","2018-02-23"]
["10076148","IM796","IM796: MANOMETRE a tube-ressort 1","CH21/P120","Zone  DSP3","162-LRS1-0751","22901800716337","BAUMER ELECTRIC AG","MEX3-D21B77","B10128","PROD GMP  APPR OAPP QAPP","2018-03-02","CH20A54055","2018-04-12","M","B102","","PM-V4","CH21","","","2018-03-23"]
["10076149","IM797","IM797: MANOMETRE a tube-ressort 3","CH21/P120","Zone  DSP3","162-LRS1-0751","22901800716338","BAUMER ELECTRIC AG","MEX3-D21B77","B10128","PROD GMP  APPR OAPP QAPP","2018-03-02","CH20A54055","2018-04-12","M","B102","","PM-V4","CH21","","","2018-03-23"]
["10077006","IM799","IM799 : Capteur de force","CH21/S400","Quality Control","BP2-T000020.A50-001","66135","Zwick GmbH & Co.KG","","S2028","PROD GMP  BUS  APPR OAPP QAPP","2018-06-01","CH20A55050","2018-06-28","M","B108","","PM-V1","CH21","","","2018-07-02"]
["10077007","IM800","IM800 : Capteur de torsion","CH21/S400","Quality Control","BP2-FZ1OTN.D16-001","772221","Zwick GmbH & Co.KG","","S2028","PROD GMP  BUS  APPR OAPP QAPP","2018-06-01","CH20A55050","2018-06-28","M","B108","","PM-V1","CH21","","","2018-07-02"]
["10079216","IM802","IM802 : Testeur de gants ligne FD n°1","","","","","","","","CON  GMP  EHS  BUS  NAPP",null,"","2018-08-27","M","","","","CH21","","","2018-08-01"]
["10079217","IM803","IM803 : Testeur de gants ligne FD n°2","","","","","","","","CON  GMP  EHS  BUS  NAPP",null,"","2018-08-27","M","","","","CH21","",""]
["10079218","IM804","IM804 : Testeur de gants ligne FD n°3","","","","","","","","CON  GMP  EHS  BUS  NAPP",null,"","2018-08-27","M","","","","CH21","","","2018-08-01"]
["10079219","IM805","IM805 : Testeur de gants ligne FD n°4","","","","","","","","CON  GMP  EHS  BUS  NAPP",null,"","2018-08-27","M","","","","CH21","","","2018-08-01"]
["10079221","IM807","IM807 : Testeur de gants ligne FD n°6","","","","","","","","CON  GMP  EHS  BUS  NAPP",null,"","2018-08-27","M","","","","CH21","","","2018-08-01"]
["10079222","IM808","IM808 : Testeur de gants ligne FD n°7","","","","","","","","CON  GMP  EHS  BUS  NAPP",null,"","2018-08-27","M","","","","CH21","","","2018-08-01"]
["10079223","IM809","IM809 : Testeur de gants ligne FD n°8","","","","","","","","CON  GMP  EHS  BUS  NAPP",null,"","2018-08-27","M","","","","CH21","","","2018-08-01"]
["10079224","IM810","IM810 : Testeur de gants ligne FD n°9","","","","","","","","CON  GMP  EHS  BUS  NAPP",null,"","2018-08-27","M","","","","CH21","","","2018-08-01"]
["10079226","IM812","IM812 : Testeur de gants ligne FD n°11","","","","","","","","CON  GMP  EHS  BUS  NAPP",null,"","2018-08-27","M","","","","CH21","","","2018-08-01"]
["10079227","IM813","IM813 : Testeur de gants ligne FD n°12","","","","","","","","CON  GMP  EHS  BUS  NAPP",null,"","2018-08-27","M","","","","CH21","","","2018-08-01"]
["10079228","IM814","IM814 : Testeur de gants ligne FD n°13","","","","","","","","CON  GMP  EHS  BUS  NAPP",null,"","2018-08-27","M","","","","CH21","","","2018-08-01"]
["10079229","IM815","IM815 : Testeur de gants ligne FD n°14","","","","","","","","CON  GMP  EHS  BUS  NAPP",null,"","2018-08-27","M","","","","CH21","","","2018-08-01"]
["10079231","IM817","IM817 : Testeur de gants ligne FD n°16","","","","","","","","CON  GMP  EHS  BUS  NAPP",null,"","2018-08-27","M","","","","CH21","","","2018-08-01"]
["10079232","IM818","IM818 : Testeur de gants ligne FD n°17","","","","","","","","CON  GMP  EHS  BUS  NAPP",null,"","2018-08-27","M","","","","CH21","","","2018-08-01"]
["10079233","IM820","IM820 : Testeur de gants ligne FD n°19","","","","","","","","CON  GMP  EHS  BUS  NAPP",null,"","2018-08-27","M","","","","CH21","","","2018-08-01"]
["10079234","IM821","IM821 : Testeur de gants ligne FD n°20","","","","","","","","CON  GMP  EHS  BUS  NAPP",null,"","2018-08-27","M","","","","CH21","","","2018-08-01"]
["10079290","IM822","Machine de comptage du picking MGH3","CH21/S100","Logistic & Warehouse","","17064","FDV française de vision","Counterpak","S0141","PROD GMP  EHS  APPR OAPP QAPP","2018-09-03","CH20A54057","2018-08-28","M","B102","","","CH21","","","2017-09-07"]
["10079380","IM823","IM823: Air Sampler","CH21/S400","Quality Control","MINICAPT 100","129838","PMS EUROPE LTD","","A1074","PROD GMP  APPR OAPP QAPP","2018-08-02","CH20A55050","2018-09-11","M","B101","","PM-V2","CH21","","","2018-09-20"]
["10079382","IM825","IM825: Air Sampler","CH21/S400","Quality Control","MINICAPT 100","130511","PMS EUROPE LTD","","A1074","PROD GMP  APPR OAPP QAPP","2018-08-02","CH20A55050","2018-09-11","M","B101","","PM-V2","CH21","","","2018-09-20"]
["10079383","IM826","IM826: Air Sampler","CH21/S400","Quality Control","MINICAPT 100","130512","PMS EUROPE LTD","","A1074","PROD GMP  APPR OAPP QAPP","2018-08-02","CH20A55050","2018-09-11","M","B101","","PM-V2","CH21","","","2018-09-20"]
["10079384","IM827","IM827: Air Sampler","CH21/S400","Quality Control","MINICAPT 100","130513","PMS EUROPE LTD","","A1074","PROD GMP  APPR OAPP QAPP","2018-08-02","CH20A55050","2018-09-11","M","B101","","PM-V2","CH21","","","2018-09-20"]
["10079385","IM828","IM828: Air Sampler","CH21/S400","Quality Control","MINICAPT 100","130514","PMS EUROPE LTD","","A1074","PROD GMP  APPR OAPP QAPP","2018-08-02","CH20A55050","2018-09-11","M","B101","","PM-V2","CH21","","","2018-09-20"]
["10079387","IM830","IM830: Air Sampler","CH21/S400","Quality Control","MINICAPT 100","130521","PMS EUROPE LTD","","A1074","PROD GMP  APPR OAPP QAPP","2018-08-02","CH20A55050","2018-09-11","M","B101","","PM-V2","CH21","","","2018-09-20"]
["10079389","IM831","IM831: Air Sampler","CH21/S400","Quality Control","MINICAPT 100","130522","PMS EUROPE LTD","","A1074","PROD GMP  APPR OAPP QAPP","2018-08-02","CH20A55050","2018-09-11","M","B101","","PM-V2","CH21","","","2018-09-20"]
["10079391","IM833","IM833: Air Sampler","CH21/S400","Quality Control","MINICAPT 100","130524","PMS EUROPE LTD","","A1074","PROD GMP  APPR OAPP QAPP","2018-08-02","CH20A55050","2018-09-11","M","B101","","PM-V2","CH21","","","2018-09-20"]
["10079392","IM834","IM834: Air Sampler","CH21/S400","Quality Control","MINICAPT 100","130525","PMS EUROPE LTD","","A1074","PROD GMP  APPR OAPP QAPP","2018-08-02","CH20A55050","2018-09-11","M","B101","","PM-V2","CH21","","","2018-09-20"]
["10079393","IM835","IM835: Air Sampler","CH21/S400","Quality Control","MINICAPT 100","130526","PMS EUROPE LTD","","A1074","PROD GMP  APPR OAPP QAPP","2018-08-02","CH20A55050","2018-09-11","M","B101","","PM-V2","CH21","","","2018-09-20"]
["10079394","IM836","IM836: Air Sampler","CH21/S400","Quality Control","MINICAPT 100","130527","PMS EUROPE LTD","","A1074","PROD GMP  APPR OAPP QAPP","2018-08-02","CH20A55050","2018-09-11","M","B101","","PM-V2","CH21","","","2018-09-20"]
["10079396","IM838","IM838: Air Sampler","CH21/S400","Quality Control","MINICAPT 100","130539","PMS EUROPE LTD","","A1074","PROD GMP  APPR OAPP QAPP","2018-08-02","CH20A55050","2018-09-11","M","B101","","PM-V2","CH21","","","2018-09-20"]
["10079398","IM839","IM839: Air Sampler","CH21/S400","Quality Control","MINICAPT 100","130540","PMS EUROPE LTD","","A1074","PROD GMP  APPR OAPP QAPP","2018-08-02","CH20A55050","2018-09-11","M","B101","","PM-V2","CH21","","","2018-09-20"]
["10079399","IM840","IM840: Air Sampler","CH21/S400","Quality Control","MINICAPT 100","130541","PMS EUROPE LTD","","A1074","PROD GMP  APPR OAPP QAPP","2018-08-02","CH20A55050","2018-09-11","M","B101","","PM-V2","CH21","","","2018-09-20"]
["10079400","IM841","IM841: Air Sampler","CH21/S400","Quality Control","MINICAPT 100","130542","PMS EUROPE LTD","","A1074","PROD GMP  APPR OAPP QAPP","2018-08-02","CH20A55050","2018-09-11","M","B101","","PM-V2","CH21","","","2018-09-20"]
["10079388","IM843","IM843   Electrophorèse capillaire.","CH21/S400","Quality Control","PA800 PLUS","A746032310","BECKMAN COULTER","","A1066","PROD GMP  APPR OAPP QAPP","2018-06-15","CH20A55050","2018-09-11","M","B101","","PM-V1","CH21","","","2018-08-15"]
["10079410","IM847","IM847 Manomètre  -1 à 6 Bars","CH21/S200","Technical services","128.U25.006.16","710012D9","CONNECTORS AG","","A0146","PROD GMP  APPR OAPP QAPP","2018-07-26","CH20A54052","2018-09-11","M","B101","","PM-V1","CH21","",""]
["10079415","IM849","IM849 Détecteur UV/VIS  (sur  HPLC)","CH21/S400/___HP560","HP560: CHAINE HPLC Alliance E-2695","2489 UV/VIS","F1887E019A","WATERS AG","","A1066","PROD GMP  APPR OAPP QAPP","2018-06-30","CH20A55050","2018-09-12","M","B101","","PM-V1","CH21","","","2018-10-02"]
["10079420","IM850","DETECTEUR","CH21/S400/___HP559","CHAINE UPLC Sampler manager","AQUITY TUV","M17TUV269A","WATERS AG","","A1066","PROD GMP  APPR OAPP QAPP","2018-06-30","CH20A55050","2018-09-12","M","B101","","PM-V1","CH21","","","2018-10-02"]
["10079825","IM851","IM851 Osmomètre","CH21/S400","Quality Control","OSMOPRO","18070907A","Advance Instruments","","A1044","PROD GMP  APPR OAPP QAPP","2018-06-30","CH20A55050","2018-10-15","M","B101","","PM-V1","CH21","","","2018-10-15"]
["10080004","IM925","IM925  Anémomètre fil chaud & hélice","CH21/S200","Technical services","VELOCICALE","9565P1741023","TSI AB","","A0146","PROD GMP  APPR OAPP QAPP","2017-10-01","CH20A54052","2018-10-19","M","B101","","PM-V4","CH21","","","2018-10-20"]
["10080006","IM927","IM927 Manomètre N°1 BPS non GMP","CH21/P120","Zone  DSP3","MEX3-D21.B77.DANC01.2H2A.01/07","22901800716989","BAUMER BOURDON-HAENNI AG","","A1023","PROD APPR OAPP QAPP","2018-03-16","CH20A54055","2018-10-19","M","B101","","PM-V4","CH21","","","2018-10-15"]
["10080007","IM928","IM928 Manomètre N°2 BPS non GMP","CH21/P120","Zone  DSP3","MEX3-D21.B77.DANC01.2H2A.01/07","22901800716990","BAUMER BOURDON-HAENNI AG","","A1023","PROD APPR OAPP QAPP","2018-03-16","CH20A54055","2018-10-19","M","B101","","PM-V4","CH21","","","2018-10-15"]
["10080008","IM929","IM929 Manomètre N°3 BPS non GMP","CH21/P120","Zone  DSP3","MEX3-D21.B77.DANC01.2H2A.01/07","22901800716991","BAUMER BOURDON-HAENNI AG","","A1023","PROD APPR OAPP QAPP","2018-03-16","CH20A54055","2018-10-19","M","B101","","PM-V4","CH21","","","2018-10-15"]
["10080016","IM930","IM930 Photomètre aérosol","CH21/S200","Technical services","2I","","ATI Air Techniques Internat.","","A0146","PROD GMP  APPR OAPP QAPP","2018-01-05","CH20A54052","2018-10-19","M","B101","","PM-V1","CH21","","","2018-10-20"]
["10080040","IM932","IM932   Electrophorèse capillaire.","CH21/P150","Zone  IPC Biotechnologie","PA800 PLUS","A746032367","BECKMAN COULTER","","A1005","PROD GMP  APPR OAPP QAPP","2018-10-01","CH20A55050","2018-10-23","M","B101","","PM-V1","CH21","","","2018-12-15"]
["10080252","IM933","IM933 Compteur de particules","CH21/S200","Technical services","CI-1053","180906","CLIMET","","A0146","PROD GMP  APPR OAPP QAPP","2018-09-12","CH20A54052","2018-11-01","M","B101","","PM-V4","CH21","","","2018-11-01"]
["10080254","IM935","IM935 Compteur de particules","CH21/S200","Technical services","CI-1053","180908","CLIMET","","A0146","PROD GMP  APPR OAPP QAPP","2018-09-12","CH20A54052","2018-11-01","M","B101","","PM-V4","CH21","","","2018-11-01"]
["10080255","IM936","IM936 Compteur de particules","CH21/S200","Technical services","CI-1053","180919","CLIMET","","A0146","PROD GMP  APPR OAPP QAPP","2018-09-12","CH20A54052","2018-11-01","M","B101","","PM-V4","CH21","","","2018-11-01"]
["10080270","IM937","IM937 :Torsion multi axis system","CH21/S400","Quality Control","BT2-FZ1.0TN.D16-001","242730","Zwick GmbH & Co.KG","","S2028","PROD GMP  BUS  APPR OAPP QAPP","2018-05-01","CH20A55050","2018-11-07","M","B108","","PM-V1","CH21","","","2018-05-01"]
["10080783","IM943","IM943 Conductimètre portable","CH21/S200","Technical services","SG78","B841581738","METTLER-TOLEDO (SCHWEIZ) AG","","A0146","PROD GMP  APPR OAPP QAPP","2018-12-01","CH20A54055","2018-12-11","M","B101","","PM-V4","CH21","","","2019-01-01"]
["10081004","IM947","IM947 Anémomètre fil chaud articulé","CH21/S200","Technical services","9565-P//966","9565P1844032//P18450002","TSI AB","","A0146","PROD GMP  BUS  APPR OAPP QAPP","2018-12-01","CH20A54052","2019-01-15","M","B101","","PM-V4","CH21","","","2019-01-01"]
["10081131","IM948","IM948: Tachimètre de références","CH21/S200","Technical services","","1843065","Testo","Testo470","A0146","PROD GMP  BUS  APPR OAPP QAPP","2019-01-01","CH20A54055","2019-01-30","M","B101","","PM-V4","CH21","","","2019-01-01"]
["10081132","IM949","IM949: Tachimètre de références","CH21/S200","Technical services","","1841245","Testo","Testo470","A0146","PROD GMP  BUS  APPR OAPP QAPP","2019-01-01","CH20A54055","2019-01-30","M","B101","","PM-V4","CH21","","","2019-01-01"]
["10081134","IM950","IM950: Air Sampler","CH21/S400","Quality Control","MINICAPT 100","134334","PMS EUROPE LTD","","A1074","PROD GMP  APPR OAPP QAPP","2019-01-20","CH20A55050","2019-01-30","M","B101","","PM-V2","CH21","","","2019-02-15"]
["10081136","IM952","IM952: Air Sampler","CH21/S400","Quality Control","MINICAPT 100","134340","PMS EUROPE LTD","","A1074","PROD GMP  APPR OAPP QAPP","2019-01-20","CH20A55050","2019-01-30","M","B101","","PM-V2","CH21","","","2019-02-15"]
["10081137","IM953","IM953: Air Sampler","CH21/S400","Quality Control","MINICAPT 100","134343","PMS EUROPE LTD","","A1074","PROD GMP  APPR OAPP QAPP","2019-01-20","CH20A55050","2019-01-30","M","B101","","PM-V2","CH21","","","2019-02-15"]
["10081582","IM955","IM955:Testeur WGT IM n°2 suite stopper","CH21/P302","Pharmaceutical - ligne 2","","30022390.002","SKAN AG","WGT","B00171","PROD GMP  BUS  APPR OAPP QAPP","2017-08-01","CH20A54057","2019-03-11","M","B102","","PM-V4","CH21","","","2019-05-30"]
["10081583","IM956","IM956:Testeur WGT IM n°3 suite stopper","CH21/P302","Pharmaceutical - ligne 2","","30033873.001","SKAN AG","WGT","B00171","PROD GMP  BUS  APPR OAPP QAPP","2017-08-01","CH20A54057","2019-03-11","M","B102","","PM-V4","CH21","","","2019-05-30"]
["10081584","IM957","IM957:Testeur WGT IM n°4 suite stopper","CH21/P302","Pharmaceutical - ligne 2","","30033873.002","SKAN AG","WGT","B00171","PROD GMP  BUS  APPR OAPP QAPP","2017-08-01","CH20A54057","2019-03-11","M","B102","","PM-V4","CH21","","","2019-05-30"]
["10081773","IM958","IM958 Pesons RS362","CH21/P110/___RS362","RS362_Power Mix Tank 100L","0745A","728727B593","METTLER-TOLEDO (SCHWEIZ) AG","","B0160","PROD GMP  BUS  APPR OAPP QAPP","2019-01-30","CH20A54055","2019-03-18","M","B102","","PM-V4","CH21","","","2019-01-30"]
["10081775","IM960","IM960 Pesons RS364","CH21/P110/___RS364","RS364_Power Mix Tank 2000L","0745A","728726B526","METTLER-TOLEDO (SCHWEIZ) AG","","B0160","PROD GMP  BUS  APPR OAPP QAPP","2019-01-30","CH20A54055","2019-03-18","M","B102","","PM-V4","CH21","","","2019-01-30"]
["10081783","IM961","IM961 Sonde de conductivité cuve RS362","CH21/P110/___RS362","RS362_Power Mix Tank 100L","INPRO7100I","8110010","METTLER-TOLEDO (SCHWEIZ) AG","","B0160","PROD GMP  BUS  APPR OAPP QAPP","2019-01-30","CH20A54055","2019-03-19","M","B102","","PM-V4","CH21","","","2019-01-30"]
["10081784","IM962","IM962 Sonde de pH cuve RS362","CH21/P110/___RS362","RS362_Power Mix Tank 100L","INPRO3250I","8431153","METTLER-TOLEDO (SCHWEIZ) AG","","B0160","PROD GMP  BUS  APPR OAPP QAPP","2019-01-30","CH20A54055","2019-03-19","M","B102","","PM-V4","CH21","","","2019-01-30"]
["10081794","IM963","IM963 Sonde de pH cuve RS364","CH21/P110/___RS364","RS364_Power Mix Tank 2000L","INPRO3250I","8435161","METTLER-TOLEDO (SCHWEIZ) AG","","B0160","PROD GMP  BUS  APPR OAPP QAPP","2019-01-30","CH20A54055","2019-03-19","M","B102","","PM-V4","CH21","","","2019-01-30"]
["10081796","IM965","IM965 Sonde de conductivité cuve RS363","CH21/P110/___RS363","RS363_Power Mix Tank 500L","INPRO7100I","81000162","METTLER-TOLEDO (SCHWEIZ) AG","","B0160","PROD GMP  BUS  APPR OAPP QAPP","2019-01-30","CH20A54055","2019-03-19","M","B102","","PM-V4","CH21","","","2019-01-30"]
["10081797","IM966","IM966 Sonde de pH cuve RS363","CH21/P110/___RS363","RS363_Power Mix Tank 500L","INPRO3250I","8350576","METTLER-TOLEDO (SCHWEIZ) AG","","B0160","PROD GMP  BUS  APPR OAPP QAPP","2019-01-30","CH20A54055","2019-03-19","M","B102","","PM-V4","CH21","","","2019-01-30"]
["10081839","IM967","IM967 Manomètre  -1 à 6 Bars","CH21/P101","Tech Biotech","128.U25.006.16","710012D7","CONNECTORS AG","","B10116","PROD GMP  APPR OAPP QAPP","2019-02-01","CH20A54055","2019-03-22","M","B102","","PM-F","CH21","","","2019-03-22"]
["10081965","IM968","IM968  Osmomètre","CH21/P101","Tech Biotech","AD1 OSMOTECH","19010221A","Osmotech","","B0160","PROD GMP  BUS  APPR OAPP QAPP","2019-04-04","CH20A55050","2019-04-02","M","B102","","PM-V1","CH21","","","2019-04-04"]
["10081984","IM970","IM970 Capteur de niveau","CH21/P305/____LV12","Station Cip/SIP LV12","LIQUIPOINT FTW33","M1006B0114D","ENDRESS+HAUSER METSO AG","","B00120","PROD GMP  BUS  APPR OAPP QAPP","2017-03-07","CH20A54057","2019-04-04","M","B102","","PM-V4","CH21","","","2019-03-01"]
["10081985","IM971","IM971 Capteur de niveau","CH21/P305/____LV12","Station Cip/SIP LV12","LIQUIPOINT FTW33","NC0047011D","ENDRESS+HAUSER METSO AG","","B00120","PROD GMP  BUS  APPR OAPP QAPP","2017-03-07","CH20A54057","2019-04-04","M","B102","","PM-V4","CH21","","","2019-03-01"]
["10081987","IM973","IM973 Sonde de conductivité","CH21/P305/____LV12","Station Cip/SIP LV12","MEMOSENS CLS82D","M101CA05LC50","ENDRESS+HAUSER METSO AG","","B00120","PROD GMP  BUS  APPR OAPP QAPP","2017-03-07","CH20A54057","2019-04-04","M","B102","","PM-V4","CH21","","","2019-03-01"]
["10081988","IM974","IM974 Sonde de conductivité","CH21/P305/____LV12","Station Cip/SIP LV12","CODUMAX CLS15D","M1001805C0","ENDRESS+HAUSER METSO AG","","B00120","PROD GMP  APPR OAPP QAPP","2017-03-07","CH20A54057","2019-04-04","M","B102","","PM-V4","CH21","","","2019-03-01"]
["10081989","IM975","IM975 Débimètre","CH21/P305/____LV12","Station Cip/SIP LV12","PROMASS","M1062502000","ENDRESS+HAUSER METSO AG","","B00120","PROD GMP  APPR OAPP QAPP","2017-03-07","CH20A54057","2019-04-04","M","B102","","PM-V4","CH21","","","2019-03-01"]
["10081980","IM976","IM976 Air Sampler","CH21/P302","Pharmaceutical - ligne 2","MINICAPT 100R","134701","PMS EUROPE LTD","","M0012","PROD GMP  BUS  APPR OAPP QAPP","2018-12-10","CH20A54057","2019-04-04","M","B103","","PM-C6","CH21","","","2019-06-20"]
["10081991","IM978","IM978 Air Sampler","CH21/P302","Pharmaceutical - ligne 2","MINICAPT 100R","134708","PMS EUROPE LTD","","M0012","PROD GMP  BUS  APPR OAPP QAPP","2018-12-10","CH20A54057","2019-04-05","M","B103","","PM-C6","CH21","","","2019-06-20"]
["10002833","IM99","CONDUCTIMETRE","CH21/S400","Quality Control","1.712.0010","05130","METROHM SCHWEIZ AG","","","PROD GMP  APPR OAPP QAPP","1995-01-01","CH20A55050","2010-09-10","M","B101","","PM-V1","CH21","","","2010-09-10"]
["10066958","LU","Lampe Waldmann","CH21/P304","Contrôle Visuel FDF","STE-124","0112336207","WALDMANN LICHTTECHNIK GMBH","","B0033","PROD APPR OAPP QAPP","2012-06-01","CH20A54057","2015-01-13","M","B102","","PM-C4","CH21","","","2015-01-12"]
["10068437","LU","Lampe Waldmann TANEO STZL","CH21/P304","Contrôle Visuel FDF","TANEO STZL 12/24/36 A-R","N/A","WALDMANN LICHTTECHNIK GMBH","","B0070","PROD APPR OAPP QAPP","2015-07-31","CH20A54057","2015-09-04","M","B102","","PM-C4","CH21","","","2015-08-26"]
["10070250","LU","Table lumineuse","CH21/P304","Contrôle Visuel FDF","2105","PA-012430/4","NORMLICHT","","A0028","PROD GMP  APPR OAPP QAPP","2016-06-13","CH20A54057","2016-06-21","M","B101","","PM-C4","CH21","","","2016-06-13"]
["10070252","LU","Table lumineuse","CH21/P304","Contrôle Visuel FDF","2105","PA-012430/2","NORMLICHT","","A0028","PROD GMP  APPR OAPP QAPP","2016-06-13","CH20A54057","2016-06-21","M","B101","","PM-C4","CH21","","","2016-06-13"]
["10072231","LU","Cabine de CV N2","CH21/P304","Contrôle Visuel FDF","N/A","N/A","ATIM Innovation","","S2029","PROD GMP  APPR OAPP QAPP","2017-04-10","CH20A54057","2017-04-21","M","B108","","PM-C4","CH21","","","2017-04-13"]
["10072232","LU","Cabine de CV N3","CH21/P304","Contrôle Visuel FDF","N/A","N/A","ATIM Innovation","","S2029","PROD GMP  APPR OAPP QAPP","2017-04-10","CH20A54057","2017-04-21","M","B108","","PM-C4","CH21","","","2017-04-13"]
["10072233","LU","Cabine de CV N4","CH21/P304","Contrôle Visuel FDF","N/A","N/A","ATIM Innovation","","S2029","PROD GMP  APPR OAPP QAPP","2017-04-10","CH20A54057","2017-04-21","M","B108","","PM-C4","CH21","","","2017-04-13"]
["10072234","LU","Cabine de CV N5","CH21/P304","Contrôle Visuel FDF","N/A","N/A","ATIM Innovation","","S2029","PROD GMP  APPR OAPP QAPP","2017-04-10","CH20A54057","2017-04-21","M","B108","","PM-C4","CH21","","","2017-04-13"]
["10072236","LU","Cabine de CV N7","CH21/P304","Contrôle Visuel FDF","N/A","N/A","ATIM Innovation","","S2029","PROD GMP  APPR OAPP QAPP","2017-04-10","CH20A54057","2017-04-21","M","B108","","PM-C4","CH21","","","2017-04-13"]
["10072237","LU","Cabine de CV N8","CH21/P304","Contrôle Visuel FDF","N/A","N/A","ATIM Innovation","","S2029","PROD GMP  APPR OAPP QAPP","2017-04-10","CH20A54057","2017-04-21","M","B108","","PM-C4","CH21","","","2017-04-13"]
["10072238","LU","Cabine de CV N9","CH21/P304","Contrôle Visuel FDF","N/A","N/A","ATIM Innovation","","S2029","PROD GMP  APPR OAPP QAPP","2017-04-10","CH20A54057","2017-04-21","M","B108","","PM-C4","CH21","","","2017-04-13"]
["10072239","LU","Cabine de CV N10","CH21/P304","Contrôle Visuel FDF","N/A","N/A","ATIM Innovation","","S2029","PROD GMP  APPR OAPP QAPP","2017-04-10","CH20A54057","2017-04-21","M","B108","","PM-C4","CH21","","","2017-04-13"]
["10072241","LU","Cabine de CV N12","CH21/P304","Contrôle Visuel FDF","N/A","N/A","ATIM Innovation","","S2029","PROD GMP  APPR OAPP QAPP","2017-04-10","CH20A54057","2017-04-21","M","B108","","PM-C4","CH21","","","2017-04-13"]
["10072242","LU","Cabine de CV N13","CH21/P304","Contrôle Visuel FDF","N/A","N/A","ATIM Innovation","","S2029","PROD GMP  APPR OAPP QAPP","2017-04-10","CH20A54057","2017-04-21","M","B108","","PM-C4","CH21","","","2017-04-13"]
["10072244","LU","Cabine de CV N15","CH21/P304","Contrôle Visuel FDF","N/A","N/A","ATIM Innovation","","S2029","PROD GMP  APPR OAPP QAPP","2017-04-10","CH20A54057","2017-04-21","M","B108","","PM-C4","CH21","","","2017-04-13"]
["10072245","LU","Cabine de CV N16","CH21/P304","Contrôle Visuel FDF","N/A","N/A","ATIM Innovation","","S2029","PROD GMP  APPR OAPP QAPP","2017-04-10","CH20A54057","2017-04-21","M","B108","","PM-C4","CH21","","","2017-04-13"]
["10072246","LU","Cabine de CV N17","CH21/P304","Contrôle Visuel FDF","N/A","N/A","ATIM Innovation","","S2029","PROD GMP  APPR OAPP QAPP","2017-04-10","CH20A54057","2017-04-21","M","B108","","PM-C4","CH21","","","2017-04-13"]
["10072247","LU","Cabine de CV N18","CH21/P304","Contrôle Visuel FDF","N/A","N/A","ATIM Innovation","","S2029","PROD GMP  APPR OAPP QAPP","2017-04-10","CH20A54057","2017-04-21","M","B108","","PM-C4","CH21","","","2017-04-13"]
["10072249","LU","Cabine de CV N20","CH21/P304","Contrôle Visuel FDF","N/A","N/A","ATIM Innovation","","S2029","PROD GMP  APPR OAPP QAPP","2017-04-10","CH20A54057","2017-04-21","M","B108","","PM-C4","CH21","","","2017-04-13"]
["10072250","LU","Cabine de CV N21","CH21/P304","Contrôle Visuel FDF","N/A","N/A","ATIM Innovation","","S2029","PROD GMP  APPR OAPP QAPP","2017-04-10","CH20A54057","2017-04-21","M","B108","","PM-C4","CH21","","","2017-04-13"]
["10072251","LU","Cabine de CV N22","CH21/P304","Contrôle Visuel FDF","N/A","N/A","ATIM Innovation","","S2029","PROD GMP  APPR OAPP QAPP","2017-04-10","CH20A54057","2017-04-21","M","B108","","PM-C4","CH21","","","2017-04-13"]
["10072252","LU","Cabine de CV N23","CH21/P304","Contrôle Visuel FDF","N/A","N/A","ATIM Innovation","","S2029","PROD GMP  APPR OAPP QAPP","2017-04-10","CH20A54057","2017-04-21","M","B108","","PM-C4","CH21","","","2017-04-13"]
["10072254","LU","Cabine de CV N25","CH21/P304","Contrôle Visuel FDF","N/A","N/A","ATIM Innovation","","S2029","PROD GMP  APPR OAPP QAPP","2017-04-10","CH20A54057","2017-04-21","M","B108","","PM-C4","CH21","","","2017-04-13"]
["10072255","LU","Cabine de CV N26","CH21/P304","Contrôle Visuel FDF","N/A","N/A","ATIM Innovation","","S2029","PROD GMP  APPR OAPP QAPP","2017-04-10","CH20A54057","2017-04-21","M","B108","","PM-C4","CH21","","","2017-04-13"]
["10072257","LU","Cabine de CV N28","CH21/P304","Contrôle Visuel FDF","N/A","N/A","ATIM Innovation","","S2029","PROD GMP  APPR OAPP QAPP","2017-04-10","CH20A54057","2017-04-21","M","B108","","PM-C4","CH21","","","2017-04-13"]
["10072258","LU","Cabine de CV N29","CH21/P304","Contrôle Visuel FDF","N/A","N/A","ATIM Innovation","","S2029","PROD GMP  APPR OAPP QAPP","2017-04-10","CH20A54057","2017-04-21","M","B108","","PM-C4","CH21","","","2017-04-13"]
["10076472","LU","Cabine de CV N30","CH21/P304","Contrôle Visuel FDF","N/A","","ATIM Innovation","","A0028","PROD GMP  APPR OAPP QAPP","2017-12-15","CH20A54057","2018-05-01","M","B101","","PM-C4","CH21","",""]
["10076473","LU","Cabine de CV N31","CH21/P304","Contrôle Visuel FDF","N/A","","ATIM Innovation","","A0028","PROD GMP  APPR OAPP QAPP","2017-12-15","CH20A54057","2018-05-01","M","B101","","PM-C4","CH21","",""]
["10076475","LU","Cabine de CV N33","CH21/P304","Contrôle Visuel FDF","N/A","","ATIM Innovation","","A0028","PROD GMP  APPR OAPP QAPP","2017-12-15","CH20A54057","2018-05-01","M","B101","","PM-C4","CH21","",""]
["10076476","LU","Cabine de CV N34","CH21/P304","Contrôle Visuel FDF","N/A","","ATIM Innovation","","A0028","PROD GMP  APPR OAPP QAPP","2017-12-15","CH20A54057","2018-05-01","M","B101","","PM-C4","CH21","",""]
["10077015","LU","Cabine de CV N35","CH21/P304","Contrôle Visuel FDF","N/A","","ATIM Innovation","","A0033","PROD GMP  APPR OAPP QAPP","2017-12-15","CH20A54057","2018-06-29","M","B101","","PM-C4","CH21","",""]
["10077016","LU","Cabine de CV N36","CH21/P304","Contrôle Visuel FDF","N/A","","ATIM Innovation","","A0033","PROD GMP  APPR OAPP QAPP","2017-12-15","CH20A54057","2018-06-29","M","B101","","PM-C4","CH21","",""]
["10077018","LU","Cabine de CV N38","CH21/P304","Contrôle Visuel FDF","N/A","","ATIM Innovation","","A0033","PROD GMP  APPR OAPP QAPP","2017-12-15","CH20A54057","2018-06-29","M","B101","","PM-C4","CH21","",""]
["10077019","LU","Cabine de CV N39","CH21/P304","Contrôle Visuel FDF","N/A","","ATIM Innovation","","A0033","PROD GMP  APPR OAPP QAPP","2017-12-15","CH20A54057","2018-06-29","M","B101","","PM-C4","CH21","",""]
["10000953","LV02","UNITE CIP/SIP","CH21/P300/____LV02","UNITE CIP/SIP","AUTOMATIQUE","96136PR","ACS SA","SMF_FDF_3_5","B0074","PROD GMP  BUS  APPR OAPP QAPP","1997-05-01","CH20A54057","2010-09-10","M","B102","","PM-D1","CH21","","","2010-09-10"]
["10001199","LV08","Station CIP/SIP","CH21/P302/____LV08","Station CIP/SIP","P193","238-1","DIVERS TIERS...","SMF_FDF_2","M0034","PROD GMP  BUS  APPR OAPP QAPP","2001-09-24","CH20A54057","2010-09-10","M","B103","","PM-D1","CH21","","","2010-10-05"]
["10000904","LV10","UNITE CIP/SIP. Manuelle","CH21/P121/____LV10","UNITE CIP/SIP. Manuelle","N/A","N/A","","","B1017","PROD GMP  APPR OAPP QAPP","2001-11-05","CH20A54055","2010-09-10","M","B102","","PM-A","CH21","","","2010-09-10"]
["10041004","LV11","LV11    Station CIP/SIP","CH21/P300","Pharmaceutical dry forms","","","","","?","CON  NAPP",null,"CH20A54057","2010-10-07","M","B101","","PM-D1","CH21","",""]
["10072417","LV13","LV13   Station CIP/SIP","CH21/P300","Pharmaceutical dry forms","","","SPsolutions-Systems SA","","B0070","CON  GMP  NAPP","2016-12-15","CH20A54057","2017-05-22","M","B102","","PM-D1","CH21","",""]
["10079441","LV14","LV14   Station CIP/SIP/DIP ligne 7","CH21/P300","Pharmaceutical dry forms","","","SPsolutions-Systems SA","","B0070","CON  NAPP",null,"CH20A54057","2018-09-14","M","B102","","PM-D1","CH21","",""]
["10000078","LY11","LY11   LYOPHILISATEUR N°2 OUEST","CH21/P302/____LY11","LYOPHILISATEUR N°2 OUEST","LYOMAX 16","M923050-1","BOC EDWARDS PHARMACEUTICAL","SMF_FDF_2","M0106","PROD GMP  BUS  APPR OAPP QAPP","1998-03-01","CH20A54057","2010-09-10","M","B103","","PM-C7","CH21","","","2010-10-05"]
["10000088","LY12","LY12    LYOPHILISATEUR N°1 EST","CH21/P302/____LY12","LYOPHILISATEUR N°1  EST","LYOMAX 16","M923050-2","BOC EDWARDS PHARMACEUTICAL","SMF_FDF_2","M0106","PROD GMP  BUS  APPR OAPP QAPP","1998-03-01","CH20A54057","2010-09-10","M","B103","","PM-C7","CH21","","","2010-10-05"]
["10041006","LY15","LY15   Lyophilisateur  LYOVAC","CH21/P306/____LY15","Lyophilisateur LYOVAC  LY15","LYOVAC / GT300D","1551-2","GEA LYOPHIL GMBH","","B0069","PROD GMP  EHS  BUS  APPR OAPP QAPP","2012-09-28","CH20A54057","2010-10-07","M","B102","","PM-C7","CH21","","","2014-03-01"]
["10045740","LY16","LY16    Lyophilisateur","CH21/P305/____LY16","LYOPHILISATEUR  LY16","LYOMAX 10","SA35-00047","IMA","SMF_FDF_5","B0045","PROD GMP  BUS  APPR OAPP QAPP","2012-08-01","CH20A54057","2011-06-14","M","B102","","PM-C7","CH21","","","2012-08-01"]
["10079242","LY18","LY18 : Lyophilisateur n°1","","","","","","","","CON  GMP  EHS  BUS  NAPP",null,"","2018-08-27","M","","","","CH21","","","2018-08-01"]
["10079243","LY19","LY19 : Lyophilisateur n°2","","","","","","","","CON  GMP  EHS  BUS  NAPP",null,"","2018-08-27","M","","","","CH21","","","2018-08-01"]
["10072219","MB","Presse manuelle packaging","CH21/P400","Packaging","5027000","N/A","WOLKRAFT","","S1022","PROD GMP  BUS  APPR OAPP QAPP","2017-04-26","CH20A54056","2017-04-18","M","B108","","PM-C4","CH21","","","2017-05-02"]
["10072220","MB","Presse manuelle packaging","CH21/P400","Packaging","5027000","N/A","WOLKRAFT","","S1022","PROD GMP  BUS  APPR OAPP QAPP","2017-04-26","CH20A54056","2017-04-18","M","B108","","PM-C4","CH21","","","2017-05-02"]
["10072222","MB","Presse manuelle packaging","CH21/P400","Packaging","5027000","N/A","WOLKRAFT","","S1022","PROD GMP  BUS  APPR OAPP QAPP","2017-04-26","CH20A54056","2017-04-18","M","B108","","PM-C4","CH21","","","2017-05-02"]
["10072223","MB","Presse manuelle packaging","CH21/P400","Packaging","5027000","N/A","WOLKRAFT","","S1022","PROD GMP  BUS  APPR OAPP QAPP","2017-04-26","CH20A54056","2017-04-18","M","B108","","PM-C4","CH21","","","2017-05-02"]
["10002490","MB08","LIEUSE STRAPEX","CH21/S400","Quality Control","EASYPACK","9302015","STRAPEX AG","","A1033","PROD APPR OAPP QAPP","1994-01-01","CH20A55050","2010-09-10","M","B101","","PM-C4","CH21","","","2010-10-05"]
["10002742","MB09","PLIEUSE DE PROSPECTUS","CH21/P400","Packaging","FM76","185","FRITZ LANG DIPL. MASCH. IR G","","S1024","PROD BUS  APPR OAPP QAPP","1994-12-08","CH20A54056","2010-09-10","M","B102","","PM-C4","CH21","","","2010-09-10"]
["10003254","MB11","MACHINE A CERCLER","CH21/P304","Contrôle Visuel FDF","CIBIC PRISMA 354","7621","STRAPEX AG","","B00101","PROD APPR OAPP QAPP","1995-02-08","CH20A54057","2010-09-10","M","B102","","PM-C4","CH21","","","2010-09-10"]
["10003299","MB13","CERCLEUSE STRAPEX","CH21/P304","Contrôle Visuel FDF","354","7789","STRAPEX AG","","B0030","PROD APPR OAPP QAPP","1995-08-01","CH20A54057","2010-09-10","M","B102","","PM-C4","CH21","","","2010-09-10"]
["10003297","MB15","LIEUSE STRAPEX","CH21/P304","Contrôle Visuel FDF","CUBIC","354200001","STRAPEX AG","","B0011","PROD APPR OAPP QAPP","1997-08-20","CH20A54057","2010-09-10","M","B102","","PM-C4","CH21","","","2010-09-10"]
["10003287","MB17","LIEUSE STRAPEX","CH21/P400","Packaging","351610","80535002","STRAPEX AG","","B0063 MO","PROD APPR OAPP QAPP","1999-12-25","CH20A54056","2010-09-10","M","B102","","PM-C4","CH21","","","2010-09-10"]
["10002756","MB19","PLIEUSE DE PROSPECTUS (EMEZETTA)","CH21/P400","Packaging","SATURNO","B150001","Emezetta","","CC0003","PROD GMP  BUS  APPR OAPP QAPP","2000-03-16","CH20A54056","2010-09-10","M","B203","","PM-C4","CH21","","","2010-10-05"]
["10000109","MB20","Encartonneuse pour étuis","CH21/P400","Packaging","A94","A94062","IMA LIFE S.R.L.","","CC0003","PROD GMP  BUS  APPR OAPP QAPP","2000-10-01","CH20A54056","2010-09-10","M","B203","","PM-C4","CH21","","","2010-10-05"]
["10000128","MB23","Thermoformeuse","CH21/P400","Packaging","FC420","0618","FARCON SRL","","CC0003","PROD GMP  BUS  APPR OAPP QAPP","2000-10-01","CH20A54056","2010-09-10","M","B203","X","PM-C4","CH21","","","2010-10-05"]
["10004208","MB24","Cercleuse Allpack STRAPEX","CH21/P304","Contrôle Visuel FDF","S-355D","101031120","STRAPEX AG","","B0030","PROD APPR OAPP QAPP","2001-05-31","CH20A54057","2010-09-10","M","B102","","PM-C4","CH21","","","2010-09-10"]
["10002922","MB25","Cercleuse Allpack STRAPEX","CH21/P400","Packaging","CANARIA S","357.100.003","STRAPEX AG","","CC0003","PROD BUS  APPR OAPP QAPP","2001-03-01","CH20A54056","2010-09-10","M","B203","","PM-C4","CH21","","","2010-10-05"]
["10002379","MB29","Dé-nesteuse automatique seringue MB29","CH21/P304","Contrôle Visuel FDF","SET-6006","52894","BAUSCH + STROEBEL","SMF_CV","S2026","PROD GMP  APPR OAPP QAPP","1990-01-01","CH20A54057","2010-09-10","M","B108","","PM-C4","CH21","","","2010-09-10"]
["10002377","MB31","MB31   Opérculeuse manuelle","CH21/S099","Dispo","POWER PARKER XL 2708 2711","2713-L2118","HAGMANN Maschinenbau AG","","CAMAG10","STO  GMP  BUS  APPR OAPP QAPP","2004-04-26","CH20A54056","2010-09-10","M","B201","","PM-C4","CH21","","","2010-09-10"]
["10004123","MB34","Scotcheuse","CH21/P400","Packaging","700R-E 39600","500289","3M (SUISSE) SA","","CC0003","PROD BUS  APPR OAPP QAPP","2006-08-14","CH20A54056","2010-09-10","M","B203","","PM-C4","CH21","","","2010-09-10"]
["10002373","MB35","Cercleuse  STRAPEX","CH21/P400","Packaging","SMG 25","273769525414062","STRAPEX AG","","CC0003","PROD BUS  APPR OAPP QAPP","2008-11-19","CH20A54056","2010-09-10","M","B203","","PM-C4","CH21","","","2010-09-10"]
["10002374","MB36","Scotcheuse","CH21/P400","Packaging","700R-E","500519","3M (SUISSE) SA","","CC0003","PROD BUS  APPR OAPP QAPP","2008-11-19","CH20A54056","2010-09-10","M","B203","","PM-C4","CH21","","","2010-09-10"]
["10002372","MB38","MB38   Ensacheuse de bouchons","CH21/P302","Pharmaceutical - ligne 2","BFE","C07190","Atec Pharmatechnik GMBH","SMF_FDF_2","M0012","PROD GMP  BUS  APPR OAPP QAPP","2010-04-01","CH20A54057","2010-09-10","M","B103","","PM-D1","CH21","","","2010-09-10"]
["10002370","MB39","Cercleuse  STRAPEX","CH21/P400","Packaging","SMA 20","01 15 77","STRAPEX AG","","B0066","PROD APPR OAPP QAPP","2010-03-01","CH20A54056","2010-09-10","M","B102","","PM-C4","CH21","","","2010-09-10"]
["10000114","MB41","Operculeuse automatique","CH21/P400","Packaging","T700","133598","Multivac","","S0023","PROD GMP  BUS  APPR OAPP QAPP","2010-06-01","CH20A54056","2010-09-10","M","B108","","PM-C4","CH21","","","2010-10-05"]
["10000113","MB42","Encartonneuse","CH21/P400","Packaging","PG","17833 PG.05","CAMPAK AG","","S0023","PROD GMP  BUS  APPR OAPP QAPP","2010-06-01","CH20A54056","2010-09-10","M","B108","","PM-C4","CH21","","","2010-10-05"]
["10047165","MB43","Cercleuse  Ergo Pack","CH21/P400","Packaging","700E","0911S1113","STRAPEX AG","","CC0003","PROD APPR OAPP QAPP","2011-10-01","CH20A54056","2011-11-10","M","B203","","PM-C4","CH21","","","2011-10-01"]
["10047228","MB44","Cercleuse palette","CH21/P400","Packaging","700E","0911S1114","ERGOPACK","","S1022","PROD APPR OAPP QAPP","2011-09-30","CH20A54056","2011-11-16","M","B102","","PM-C4","CH21","","","2011-09-30"]
["10047230","MB46","Scotcheuse 3M","CH21/P400","Packaging","700R 39600","50004","3M (SUISSE) SA","","S0023","PROD APPR OAPP QAPP","2011-11-15","CH20A54056","2011-11-16","M","B108","","PM-C4","CH21","","","2011-11-18"]
["10060180","MB47","Fardeleuse, wrapping machine PL02","CH21/P400","Packaging","ASB38","18468ASB.38.08","CAMPAK AG","","S1021","PROD GMP  BUS  APPR OAPP QAPP","2013-02-27","CH20A54056","2013-01-03","M","B108","","PM-C4","CH21","","","2013-03-04"]
["10060181","MB48","Encartonneuse automatique PL02","CH21/P400","Packaging","HV/1","18544HV/1.11","CAMPAK AG","","S1021","PROD GMP  BUS  APPR OAPP QAPP","2013-02-27","CH20A54056","2013-01-03","M","B108","","PM-C4","CH21","","","2013-03-04"]
["10060182","MB49","Assemblage auto.Fertility Pen sur PL05","CH21/P400","Packaging","G 05 120","056025","MIKRON SA","","S1020","PROD GMP  BUS  APPR OAPP QAPP","2012-06-04","CH20A54056","2013-01-03","M","B108","","PM-C4","CH21","","","2013-08-28"]
["10062338","MB51","Fardeleuse, wrapping machine PL03","CH21/P400","Packaging","FA04/S","2013025","MARCHESINI","","CC0003","PROD GMP  BUS  APPR OAPP QAPP","2013-07-11","CH20A54056","2013-07-17","M","B203","","PM-C4","CH21","","","2014-02-12"]
["10065405","MB52","MB52    Encaisseuse automatique","CH21/P400","Packaging","MC820","M8130018","MARCHESINI","","S1020","PROD GMP  BUS  APPR OAPP QAPP","2014-12-22","CH20A54056","2014-07-03","M","B108","","PM-C4","CH21","","","2015-02-09"]
["10065788","MB54","Cercleuse automatique MB54","CH21/P304","Contrôle Visuel FDF","SMA20","013812","STRAPEX AG","","B00100","PROD EHS  APPR OAPP QAPP","2014-09-10","CH20A54057","2014-09-12","M","B102","","PM-C4","CH21","","","2014-09-10"]
["10065789","MB55","Cercleuse automatique MB55","CH21/P304","Contrôle Visuel FDF","SMA20","013816","STRAPEX AG","","B0011","PROD EHS  APPR OAPP QAPP","2014-09-10","CH20A54057","2014-09-12","M","B102","","PM-C4","CH21","","","2014-09-10"]
["10065790","MB56","Cercleuse automatique  MB56","CH21/P304","Contrôle Visuel FDF","SMA20","013764","STRAPEX AG","","B00101","PROD EHS  APPR OAPP QAPP","2014-09-10","CH20A54057","2014-09-12","M","B102","","PM-C4","CH21","","","2014-09-10"]
["10065791","MB57","Cercleuse automatique  MB57","CH21/P304","Contrôle Visuel FDF","SMA20","013762","STRAPEX AG","","B0034","PROD EHS  APPR OAPP QAPP","2014-09-10","CH20A54057","2014-09-12","M","B102","","PM-C4","CH21","","","2014-09-10"]
["10066946","MB59","MB59     Thermoformeuse","CH21/P400","Packaging","FB220","F4140011","FARCON SRL","","S1022","PROD GMP  BUS  APPR OAPP QAPP","2015-10-01","CH20A54056","2015-01-09","M","B108","","PM-C4","CH21","","","2015-10-06"]
["10066950","MB60","MB60     Thermoformeuse","CH21/P400","Packaging","FBZ320","F4150005","FARCON SRL","","S0024","PROD GMP  BUS  APPR OAPP QAPP","2014-12-22","CH20A54056","2015-01-09","M","B108","","PM-C4","CH21","","","2016-11-04"]
["10066951","MB61","MB61    Encartonneuse","CH21/P400","Packaging","MA320","M3150015","MARCHESINI","","S0024","PROD GMP  BUS  APPR OAPP QAPP","2014-12-22","CH20A54056","2015-01-09","M","B108","","PM-C4","CH21","","","2016-11-04"]
["10068348","MB62","MB62    Cercleuse  semi-automatique","CH21/P304","Contrôle Visuel FDF","SMA20  351.400.001","41986","STRAPEX AG","","B0070","PROD APPR OAPP QAPP","2015-08-03","CH20A54057","2015-08-27","M","B102","","PM-C4","CH21","","","2015-08-26"]
["10068469","MB64","MB64         Encaisseuse & palettiseuse","CH21/P400","Packaging","PEWO-FORM SLP3","21254-20000","Pester","","S0024","PROD GMP  EHS  BUS  APPR OAPP QAPP","2014-12-22","CH20A54056","2015-09-15","M","B108","","PM-C4","CH21","","","2016-11-04"]
["10068470","MB65","MB65      Fardeleuse","CH21/P400","Packaging","PEWO-PACK 250","21254-10000","Pester","","S0024","PROD BUS  APPR OAPP QAPP","2014-12-22","CH20A54056","2015-09-15","M","B108","","PM-C4","CH21","","","2016-11-04"]
["10068791","MB67","MB67   Désoperculeuse de tubs","CH21/P303","Pharmaceutical - ligne 3","MWF100","11496","GRONINGER & C0.GMBH","","B00103","PROD GMP  BUS  APPR OAPP QAPP","2015-01-10","CH20A54057","2015-11-16","M","B102","","PM-D1","CH21","","","2017-11-01"]
["10068931","MB68","MB68:   Cercleuse  semi-automatique","CH21/P400","Packaging","351.530.001","115031125","STRAPEX AG","","K0018","PROD EHS  APPR OAPP QAPP","2015-12-01","CH20A53555","2015-12-04","M","B104","","PM-C4","CH21","","","2015-12-03"]
["10068985","MB69","MB69:   Filmeuse à palette automatique","CH21/P400","Packaging","ST2000 G1","GJ1133-01-207028","GIROTEC","","B0013","PROD APPR OAPP QAPP","2014-12-01","CH20A54056","2015-12-14","M","B102","","PM-C4","CH21","","","2014-12-01"]
["10070120","MB70","MB70     Ensacheuse de bouchons ATEC","CH21/P302","Pharmaceutical - ligne 2","","J01660-22","ATEC PHARMATECHNIK GMBH","","B00171","PROD GMP  BUS  APPR OAPP QAPP","2016-08-30","CH20A54057","2016-05-23","M","B102","","PM-D1","CH21","","","2019-05-31"]
["10070158","MB72","MB72   Cercleuse palette ERGOPACK","CH21/P400","Packaging","700E","0516S/4594","ERGOPACK","","S0023","PROD APPR OAPP QAPP","2016-05-23","CH20A54056","2016-06-01","M","B108","","PM-C4","CH21","","","2016-05-23"]
["10070159","MB73","MB73   Cercleuse palette ERGOPACK","CH21/P400","Packaging","700E","0516S/4595","ERGOPACK","","S1020","PROD APPR OAPP QAPP","2016-05-23","CH20A54056","2016-06-01","M","B108","","PM-C4","CH21","","","2016-05-23"]
["10072695","MB74","MB74    Thermoformeuse","CH21/P400","Packaging","BMP400","H0690016","Heino Ilsemann GmbH","","S1021","PROD GMP  EHS  APPR OAPP QAPP","2018-02-02","CH20A54056","2017-07-21","M","B102","","PM-C4","CH21","","","2018-02-20"]
["10072696","MB75","MB75    Encartonneuse","CH21/P400","Packaging","MA305","M3170004","Marchesini Group","","S1022","PROD GMP  EHS  APPR OAPP QAPP","2016-12-01","CH20A54056","2017-07-21","M","B102","","PM-C4","CH21","","","2018-01-01"]
["10077002","MB77","MB77   Cercleuse palette ERGOPACK","CH21/P400","Packaging","700E","05185/7310","ERGOPACK","","S1021","PROD APPR OAPP QAPP","2018-05-28","CH20A54056","2018-06-27","M","B108","","PM-C4","CH21","","","2018-05-30"]
["10079247","MB78","MB78 : Machine chargement barquette lyo.","","","","","","","","CON  GMP  EHS  BUS  NAPP",null,"","2018-08-27","M","","","","CH21","","","2018-08-01"]
["10079248","MB79","MB79 : Machine chargement barquette lyo.","","","","","","","","CON  GMP  EHS  BUS  NAPP",null,"","2018-08-27","M","","","","CH21","",""]
["10081841","MB80","MB80 Cercleuse SMA20","CH21/P304","Contrôle Visuel FDF","SMA20","015313","STRAPEX AG","","S2054","PROD APPR OAPP QAPP","2018-12-20","CH20A54057","2019-03-22","M","B108","","PM-D2","CH21","","","2019-03-01"]
["10081842","MB81","MB81 Cercleuse SMA20","CH21/P304","Contrôle Visuel FDF","SMA20","015310","STRAPEX AG","","S2021","PROD APPR OAPP QAPP","2018-12-20","CH20A54057","2019-03-22","M","B108","","PM-D2","CH21","","","2019-03-01"]
["10081843","MB82","MB82 Cercleuse SMA20","CH21/P304","Contrôle Visuel FDF","SMA20","015312","STRAPEX AG","","S2019","PROD APPR OAPP QAPP","2018-12-20","CH20A54057","2019-03-22","M","B108","","PM-D2","CH21","","","2019-03-01"]
["10063261","MD02","MD02     Lecteur  automatique de code 2D","CH21/P400","Packaging","N/A","1346","SANDMANN","","S1019","PROD GMP  BUS  APPR OAPP QAPP","2015-07-27","CH20A54056","2013-10-16","M","B108","","PM-C4","CH21","","","2015-07-27"]
["10063262","MD03","MD03    Lecteur  manuel de code 2D","CH21/P400","Packaging","1327","14/1327-A","SANDMANN","","S1019","PROD GMP  BUS  APPR OAPP QAPP","2014-10-01","CH20A54056","2013-10-16","M","B108","","PM-C4","CH21","","","2014-10-01"]
["10067327","MD04","MD04     Lecteur  manuel de code 2D","CH21/P306","Pharmaceutical - ligne 6","1327","14/1327-E","SANDMANN","","B0065","PROD GMP  BUS  APPR OAPP QAPP","2015-02-01","CH20A54057","2015-02-16","M","B102","","PM-D1","CH21","","","2015-03-01"]
["10067328","MD05","MD05    Lecteur  manuel de code 2D","CH21/S400","Quality Control","1327","14/1327-D","SANDMANN","","K0015","PROD GMP  BUS  APPR OAPP QAPP","2015-02-01","CH20A55050","2015-02-16","M","B104","","PM-V1","CH21","","","2015-03-01"]
["10068513","MD07","MD07      Lecteur manuel de code 2D","CH21/P400","Packaging","1327","15/1327-F","SANDMANN","","S1020","PROD GMP  APPR OAPP QAPP","2015-11-01","CH20A54056","2015-09-28","M","B108","","PM-C4","CH21","","","2015-11-09"]
["10068514","MD08","MD08  Marqueur  laser:Graveur-Lecteur 2D","CH21/P302","Pharmaceutical - ligne 2","MARQUEUR LASER","16/1417","SANDMANN","","M0036","PROD GMP  APPR OAPP QAPP","2016-02-15","CH20A54057","2015-09-28","M","B103","","PM-D1","CH21","","","2016-03-01"]
["10070231","MD09","MD09   Lecteur manuel de code 2D","CH21/P302","Pharmaceutical - ligne 2","1327","16-1327-I","SANDMANN","","M0037","PROD GMP  EHS  BUS  APPR OAPP QAPP","2016-05-18","CH20A54057","2016-06-15","M","B103","","PM-D1","CH21","","","2016-06-15"]
["10079891","MD10","MD10 Relecteur automatique de code 2D","CH21/P400","Packaging","18/1541","","SANDMANN","","S1018","CON  NAPP","2017-12-13","CH20A54056","2018-10-17","M","B108","","PM-C4","CH21","",""]
["10000124","ME08","Etiqueteuse et pose tige pour seringues","CH21/P400","Packaging","AEC218","99766","CORIMA S.R.L.","","CC0003","PROD GMP  BUS  APPR OAPP QAPP","2000-10-01","CH20A54056","2010-09-10","M","B203","","PM-C4","CH21","","","2010-10-05"]
["10004124","ME10","Etiqueteuse manuelle","CH21/P400","Packaging","N/A","N/A","DG Tec Sarl","","CC0003","PROD APPR OAPP QAPP","2005-04-25","CH20A54056","2010-09-10","M","B203","","PM-C4","CH21","","","2010-09-10"]
["10062336","ME12","Etiqueteuse  (TES & bollinis) PL02","CH21/P400","Packaging","BLB 400 VITE","N3130081","MARCHESINI","","S1021","PROD GMP  BUS  APPR OAPP QAPP","2013-06-28","CH20A54056","2013-07-17","M","B108","","PM-C4","CH21","","","2014-01-16"]
["10062337","ME13","Etiqueteuse  (TES & bollinis) PL03","CH21/P400","Packaging","BLB 400 VITE","N3130082","MARCHESINI","","CC0003","PROD GMP  BUS  APPR OAPP QAPP","2013-06-28","CH20A54056","2013-07-17","M","B203","","PM-C4","CH21","","","2014-02-12"]
["10063783","ME14","Etiqueteuse  (TES & bollinis) PL01","CH21/P400","Packaging","BL-A430","N3140004","Marchesini  Neri","","S1022","PROD GMP  BUS  APPR OAPP QAPP","2014-07-04","CH20A54056","2013-11-26","M","B108","","PM-C4","CH21","","","2014-07-04"]
["10064808","ME15","Etiqueteuse: Flacon, cartouche, ampoule","CH21/P400","Packaging","RL-F500","N6140010","NERI SpA","","B0136","PROD GMP  EHS  BUS  APPR OAPP QAPP","2013-12-17","CH20A54056","2014-03-14","M","B102","","PM-C4","CH21","","","2014-09-26"]
["10066947","ME17","ME17    Etiqueteuse seringues","CH21/P400","Packaging","COMBI 3BS","C3150001","CORIMA S.R.L.","","S0024","PROD GMP  BUS  APPR OAPP QAPP","2014-12-22","CH20A54056","2015-01-09","M","B108","","PM-C4","CH21","","","2016-11-04"]
["10066948","ME18","ME18    Etiqueteuse  flacons","CH21/P400","Packaging","RL-F500","N6150006","NERI S.P.A.","","S0024","PROD GMP  BUS  APPR OAPP QAPP","2014-12-22","CH20A54056","2015-01-09","M","B108","","PM-C4","CH21","","","2016-11-04"]
["10066949","ME19","ME19    Vignetteuse","CH21/P400","Packaging","BL-A430","N3150022","NERI S.P.A.","","S0024","PROD GMP  BUS  APPR OAPP QAPP","2014-12-22","CH20A54056","2015-01-09","M","B108","","PM-C4","CH21","","","2016-11-04"]
["10070369","ME20","ME20    Etiqueteuse TES","CH21/P400","Packaging","L200.FB11.H TE","217200124","PAGO","","S0023","PROD GMP  BUS  APPR OAPP QAPP","2016-07-28","CH20A54056","2016-07-19","M","B108","","PM-C4","CH21","","","2016-11-29"]
["10064277","MG","Hélice d'agitation 4 pales","CH21/P122","Zone DSP4","R2302","N/A","IKA WERKE GMBH & CO","","B10145","PROD GMP  APPR OAPP QAPP","2013-12-01","CH20A54055","2014-01-28","M","B102","","PM-A","CH21","","","2014-01-29"]
["10064278","MG","Hélice d'agitation 4 pales","CH21/P122","Zone DSP4","R2302","N/A","IKA WERKE GMBH & CO","","B10145","PROD GMP  APPR OAPP QAPP","2013-12-01","CH20A54055","2014-01-28","M","B102","","PM-A","CH21","","","2014-01-29"]
["10064280","MG","Hélice d'agitation 3 pales","CH21/P122","Zone DSP4","R1388","N/A","IKA WERKE GMBH & CO","","B1070","PROD GMP  APPR OAPP QAPP","2013-12-01","CH20A54055","2014-01-28","M","B102","","PM-A","CH21","","","2014-01-29"]
["10064281","MG","Hélice d'agitation 3 pales","CH21/P122","Zone DSP4","R1388","N/A","IKA WERKE GMBH & CO","","B1070","PROD GMP  APPR OAPP QAPP","2013-12-01","CH20A54055","2014-01-28","M","B102","","PM-A","CH21","","","2014-01-29"]
["10064283","MG","Hélice d'agitation 4 pales","CH21/P122","Zone DSP4","R2302","N/A","IKA WERKE GMBH & CO","","B1030","PROD GMP  APPR OAPP QAPP","2013-12-01","CH20A54055","2014-01-28","M","B102","","PM-A","CH21","","","2014-01-29"]
["10065159","MG","Cuve 80L avec  agitateur et sonde pH","CH21/P122","Zone DSP4","N/A","15-214-2","SP Solutions","","B10148","PROD GMP  BUS  APPR OAPP QAPP","2014-09-01","CH20A54055","2014-04-23","M","B102","","PM-A","CH21","","","2014-10-06"]
["10065295","MG","Hélice d'agitation  (HMP02)","CH21/P170","Zone Production de Milieu s/sol","HMP02","N/A","IKA WERKE GMBH & CO","","B0142","PROD GMP  APPR OAPP QAPP","2005-05-12","CH20A54055","2014-06-18","M","B102","","PM-A","CH21","","","2005-05-12"]
["10065296","MG","Hélice d'agitation  (HMP01)","CH21/P170","Zone Production de Milieu s/sol","HMP01","N/A","","","B0142","PROD GMP  APPR OAPP QAPP","2005-05-12","CH20A54055","2014-06-18","M","B102","","PM-A","CH21","","","2005-05-12"]
["10065626","MG","Hélice d'agitation  4 pales","CH21/P120","Zone  DSP3","R2302","0000739000","IKA WERKE GMBH & CO","","B10128","PROD GMP  APPR OAPP QAPP","2014-06-18","CH20A54055","2014-08-11","M","B102","","PM-A","CH21","","","2014-09-01"]
["10065627","MG","Hélice d'agitation  3 pales","CH21/P120","Zone  DSP3","R1388","0000477800","IKA WERKE GMBH & CO","","B10128","PROD GMP  APPR OAPP QAPP","2014-06-18","CH20A54055","2014-08-11","M","B102","","PM-A","CH21","","","2014-09-01"]
["10067927","MG","Hélice d'agitation 4 pales","CH21/P110","Zone Prod Biotech s/sol USP3","4 PALES","N/A","VWR INTERNATIONAL","","B0144","PROD APPR OAPP QAPP","2015-06-09","CH20A54055","2015-06-10","M","B102","","PM-A","CH21","","","2015-06-09"]
["10045417","MG","Hélice inox (type marine)","CH21/P128","Zone  DSP2","N/A","N/A","FISHER SCIENTIFIC AG / AVANTEC","","B1073","PROD APPR OAPP QAPP","2011-04-14","CH20A54055","2011-04-14","M","B102","","PM-A","CH21","","","2011-04-14"]
["10068003","MG","Support mélangeur poche plastique 1500 L","CH21/P302","Pharmaceutical - ligne 2","0005_5498_001","N/A","CONSTRUCTIONS INOXYDABLES SA","","M0012","PROD GMP  BUS  APPR OAPP QAPP","2015-01-01","CH20A54057","2015-06-18","M","B103","","PM-D1","CH21","","","2015-01-01"]
["10002886","MG01","CUVE AVEC AGITATEUR 100L","CH21/S099","Dispo","100 L","","","","( B1036","OUT  APPR OAPP QAPP","1993-11-01","CH20A54052","2010-09-10","M","","","PM-A","CH21","","( B1036","2010-09-10"]
["10003474","MG03","CUVE AVEC AGITATEUR","CH21/P101","Tech Biotech","100 LITRES","","","","B1094","PROD GMP  APPR OAPP QAPP","1994-03-01","CH20A54055","2010-09-10","M","B102","","PM-A","CH21","","","2010-09-10"]
["10003364","MG06","MAGNETIC STIRRER","CH21/P120","Zone  DSP3","CIMAREC3","610940904636","","","B10128","PROD APPR OAPP QAPP","1990-01-01","CH20A54055","2010-09-10","M","B102","","PM-A","CH21","","","2010-09-10"]
["10002118","MG12","MELANGEUR ROTATOR","CH21/P300","Pharmaceutical dry forms","STR4","5489","","","","PROD APPR OAPP QAPP","1995-01-01","CH20A54057","2010-09-10","M","B102","","PM-D1","CH21","","","2010-09-10"]
["10000121","MG17","MIX-TANK CONIQUE 100L","CH21/P122","Zone DSP4","100L","9694672","MAVAG VERFAHRENSTECHNIK AG.","","B10148","PROD GMP  BUS  APPR OAPP QAPP","1997-04-01","CH20A54055","2010-09-10","M","B102","X","PM-A","CH21","","","2010-09-10"]
["10002117","MG18","MELANGEUR CUVE MOBILE","CH21/S099","Dispo","","","","","PJ105","OUT  APPR OAPP QAPP","1990-01-01","CH20A54052","2010-09-10","M","","","PM-A","CH21","","PJ105","2010-09-10"]
["10002116","MG19","MIX-TANK CONIQUE","CH21/S099","Dispo","","","","","PJ","OUT  APPR OAPP QAPP","1990-01-01","CH20A54052","2010-09-10","M","","","PM-A","CH21","","PJ","2010-09-10"]
["10004297","MG21","CUVE MOBILE","CH21/P300","Pharmaceutical dry forms","120L","9795812","MAVAG VERFAHRENSTECHNIK AG.","","B0074","PROD GMP  APPR OAPP QAPP","1997-05-01","CH20A54057","2010-09-10","M","B102","","PM-D1","CH21","","","2010-09-10"]
["10002485","MG22","CUVE MOBILE","CH21/P300","Pharmaceutical dry forms","120L","9795813","MAVAG VERFAHRENSTECHNIK AG.","","B0074","PROD GMP  APPR OAPP QAPP","1997-05-01","CH20A54057","2010-09-10","M","B102","","PM-D1","CH21","","","2010-09-10"]
["10005658","MG24","CUVE MOBILE  200L","CH21/P122","Zone DSP4","FOND CONIQUE","","CMVI","","B10148","PROD GMP  BUS  APPR OAPP QAPP","1998-01-01","CH20A54055","2010-09-10","M","B102","","PM-A","CH21","","","2010-09-10"]
["10000120","MG25","CUVE AVEC AGITATEUR 450L","CH21/P121","Zone  DSP1","450 LITRES","0.178G","MAVAG VERFAHRENSTECHNIK AG.","BULK INT.LH","B1020","PROD GMP  BUS  APPR OAPP QAPP","1990-01-01","CH20A54055","2010-09-10","M","B102","X","PM-A","CH21","","","2010-09-10"]
["10002474","MG26","CUVE AVEC AGITATEUR 292L","CH21/P121","Zone  DSP1","292 LITRES","0.178F","MAVAG VERFAHRENSTECHNIK AG.","BULK FINAL LH","B1022","PROD BUS  APPR OAPP QAPP","1990-01-01","CH20A54055","2010-09-10","M","B102","","PM-A","CH21","","","2010-09-10"]
["10003362","MG28","Cuve avec agitateur","CH21/P303","Pharmaceutical - ligne 3","N/A","736-11","BOCCARD SA","","B0042","PROD GMP  APPR OAPP QAPP","2002-10-14","CH20A54057","2010-09-10","M","B102","","PM-D1","CH21","","","2010-10-05"]
["10003196","MG30","Cuve formulation","CH21/P303","Pharmaceutical - ligne 3","N/A","203.11.024-01","EDELSTAHL MAURER AG","","B0042","PROD GMP  APPR OAPP QAPP","2004-05-13","CH20A54057","2010-09-10","M","B102","","PM-D1","CH21","","","2010-10-05"]
["10003168","MG31","Cuve formulation","CH21/P303","Pharmaceutical - ligne 3","N/A","203-11-024-02","EDELSTAHL MAURER AG","","B0042","PROD GMP  APPR OAPP QAPP","2004-05-13","CH20A54057","2010-09-10","M","B102","","PM-D1","CH21","","","2010-10-05"]
["10001703","MG34","Cuve avec agitateur Bolz Alfred","CH21/S099","Dispo","52 LITRES","B203135/1","","","B00TENTE","STO  APPR OAPP QAPP","1990-01-01","CH20A54055","2010-09-10","M","B102","","PM-A","CH21","","","2010-09-10"]
["10001702","MG35","Cuve avec agitateur Bolz Alfred","CH21/S099","Dispo","52 LITRES","B202562/1","","","B00TENTE","STO  APPR OAPP QAPP","2000-10-26","CH20A54055","2010-09-10","M","B102","","PM-A","CH21","","","2010-09-10"]
["10000099","MG37","CUVE MOBILE  200L à fond conique","CH21/P128","Zone  DSP2","200 L","","","","B10114","PROD GMP  APPR OAPP QAPP","2005-09-01","CH20A54055","2010-09-10","M","B102","","PM-A","CH21","","","2010-09-10"]
["10001597","MG40","Hélice inox hélicoïdale","CH21/P121","Zone  DSP1","N/A","N/A","","","B1025","PROD GMP  APPR OAPP QAPP","2007-11-14","CH20A54055","2010-09-10","M","B102","","PM-A","CH21","","","2010-09-10"]
["10001595","MG42","Hélice inox plate","CH21/P122","Zone DSP4","N/A","N/A","","","B10148","PROD GMP  APPR OAPP QAPP","2007-11-14","CH20A54055","2010-09-10","M","B102","","","CH21","","","2010-09-10"]
["10001594","MG43","Hélice inox hélicoïdale","CH21/P121","Zone  DSP1","N/A","N/A","","","B1094","PROD GMP  APPR OAPP QAPP","2007-11-14","CH20A54055","2010-09-10","M","B102","","PM-A","CH21","","","2010-09-10"]
["10001564","MG44","Hélice hélicoïdale","CH21/P122","Zone DSP4","N/A","N/A","","","B10148","PROD GMP  APPR OAPP QAPP","2008-01-07","CH20A54055","2010-09-10","M","B102","","PM-A","CH21","","","2010-09-10"]
["10001507","MG45","Hélice 3 pales pour bio.300 L  New MBR","CH21/P110","Zone Prod Biotech s/sol USP3","3 PALES","N/A","CONSTRUCTIONS INOXYDABLES SA","","B0144","PROD GMP  APPR OAPP QAPP","2007-12-01","CH20A54052","2010-09-10","M","B102","","PM-A","CH21","","","2010-09-10"]
["10041008","MG47","MG47   Cuve mobile  formulation 135L","CH21/P306","Pharmaceutical - ligne 6","211.06.003","211.06.003-02","EDELSTAHL MAURER AG","","B0022","PROD GMP  EHS  BUS  APPR OAPP QAPP","2011-06-27","CH20A54057","2010-10-07","M","B102","","PM-D1","CH21","","","2011-12-29"]
["10041009","MG48","MG48       Cuve mobile formulation 135L","CH21/P306","Pharmaceutical - ligne 6","211.06.003","211.06.003-03","EDELSTAHL MAURER AG","","B0022","PROD GMP  EHS  BUS  APPR OAPP QAPP","2011-06-27","CH20A54057","2010-10-07","M","B102","","PM-D1","CH21","","","2011-12-29"]
["10059274","MG49","MG49     Cuve 40l formulation","CH21/P305","Pharmaceutical - ligne 5","40 L","212.06.005-01","EDELSTAHL MAURER AG","","B0059-44","PROD GMP  EHS  BUS  APPR OAPP QAPP","2012-11-20","CH20A54057","2012-08-10","M","B102","","PM-D1","CH21","","","2012-11-20"]
["10059275","MG50","MG50     Cuve 40l formulation","CH21/P305","Pharmaceutical - ligne 5","40 L","212.06.005-02","EDELSTAHL MAURER AG","","B0059-44","PROD GMP  EHS  BUS  APPR OAPP QAPP","2012-11-20","CH20A54057","2012-08-10","M","B102","","PM-D1","CH21","","","2012-11-20"]
["10065240","MG52","MG52      Mobius plastic mixer","CH21/P305","Pharmaceutical - ligne 5","MIX0200L","CP3KA0175222","MILLIPORE","","B0059","PROD GMP  EHS  BUS  APPR OAPP QAPP","2014-03-17","CH20A54057","2014-06-03","M","B102","","PM-D1","CH21","","","2014-05-15"]
["10072156","MG53","MG53       Cuve mobile formulation 135L","CH21/P306","Pharmaceutical - ligne 6","MOBILE VESSEL 135L","216.12.001-03","EDELSTAHL MAURER AG","","B0022","PROD GMP  BUS  APPR OAPP QAPP","2017-06-01","CH20A54057","2017-03-31","M","B102","","PM-D1","CH21","","","2017-07-01"]
["10072157","MG54","MG54       Cuve mobile formulation 135L","CH21/P306","Pharmaceutical - ligne 6","MOBILE VESSEL 135L","216.12.001-02","EDELSTAHL MAURER AG","","B0022","PROD GMP  BUS  APPR OAPP QAPP","2017-06-01","CH20A54057","2017-03-31","M","B102","","PM-D1","CH21","","","2017-07-01"]
["10072158","MG55","MG55       Cuve mobile formulation 135L","CH21/P306","Pharmaceutical - ligne 6","MOBILE VESSEL 135L","216.12.001-01","EDELSTAHL MAURER AG","","B0022","PROD GMP  BUS  APPR OAPP QAPP","2017-06-01","CH20A54057","2017-03-31","M","B102","","PM-D1","CH21","","","2017-07-01"]
["10075488","MG57","MG57: cuve MOBIUS MIX10-50","CH21/P305","Pharmaceutical - ligne 5","SN5MIX1050EL1","F7PA08670","MOBIUS","","B0044","PROD GMP  APPR OAPP QAPP","2018-02-09","CH20A54057","2018-02-15","M","B101","","PM-D1","CH21","","","2018-02-09"]
["10075489","MG58","MG58: cuve MOBIUS MIX10-50","CH21/P305","Pharmaceutical - ligne 5","SN5MIX1050EL1","F8AA08832","MOBIUS","","B0044","PROD GMP  APPR OAPP QAPP","2018-02-09","CH20A54057","2018-02-15","M","B101","","PM-D1","CH21","","","2018-02-09"]
["10075491","MG60","MG60: cuve MOBIUS MIX10-50","CH21/P305","Pharmaceutical - ligne 5","SN5MIX1050EL1","F8AA08834","MOBIUS","","B0044","PROD GMP  APPR OAPP QAPP","2018-02-09","CH20A54057","2018-02-15","M","B101","","PM-D1","CH21","","","2018-02-09"]
["10080636","MG61","MG61 Résine mixeur","CH21/S400","Quality Control","T 50A","180212","BACHOFEN AG.","","K0010","CON  NAPP QREJ OAPP","2017-10-01","CH20A55050","2018-11-23","M","B104","","PM-V1","CH21","","","2019-04-30"]
["10081007","MG62","MG62 Résine mixeur","CH21/S400","Quality Control","T 50A","180212","BACHOFEN AG.","","K0014","CON  NAPP QREJ OAPP","2017-10-01","CH20A55050","2019-01-16","M","B104","","PM-V1","CH21","","","2019-04-30"]
["10082319","MG63","MG 63 ROBOT DILUTEUR","CH21/S400","Quality Control","FREEDOM EVO200","1710003001","TECAN GROUP LTD","","A1044","PROD GMP  APPR OAPP QAPP","2018-12-18","CH20A55053","2019-05-07","M","B101","","PM-V1","CH21","","HS (A1077","2019-01-30"]
["10000074","ML20","MACHINE A LAVER FAU 8000","CH21/P302/____ML20","MACHINE A LAVER FAU 8000","FAU8000","51080","BAUSCH + STROEBEL","SMF_FDF_2","M0005","PROD GMP  BUS  APPR OAPP QAPP","1999-07-01","CH20A54057","2010-09-10","M","B103","","PM-D1","CH21","","","2010-10-05"]
["10001004","ML23","ML23    Tunnel de lavage","CH21/P160/____ML23","Tunnel de lavage","T-840","12-3510/9802625","STERIS AG","","B1096","PROD GMP  BUS  APPR OAPP QAPP","2002-01-25","CH20A54055","2010-09-10","M","B102","","PM-A","CH21","","","2010-10-05"]
["10001239","ML25","Tête de lavage rotative KARCHER","CH21/P160","Zone BULK PROD: SUPPORT","HKF50-E 3631-009","014165","KAERCHER SA","","A0152","PROD GMP  BUS  APPR OAPP QAPP","2000-01-01","CH20A54055","2010-09-10","M","B101","","PM-A","CH21","","","2010-09-10"]
["10001237","ML27","Machine à laver","CH21/S200","Technical services","T-21","980000005650","STERIS AG","","A1038","PROD APPR OAPP QAPP","2006-09-04","CH20A54052","2010-09-10","M","B101","","PM-A","CH21","","","2010-09-10"]
["10000894","ML28RS001","Cuve de Lavage, siliconage, stér.","CH21/P302/____ML28","Lavage, siliconage, stérilisation","TDI170","C07190","Atec Pharmatechnik GMBH","","M0035","PROD GMP  BUS  APPR OAPP QAPP","2009-11-27","CH20A54057","2010-09-10","M","B103","","PM-D1","CH21","","","2010-09-10"]
["10043365","ML28RS002","ML28RS002 Cuve Lavage, siliconage, stér.","CH21/P302/____ML28","Lavage, siliconage, stérilisation","TDI170","","Atec Pharmatechnik GMBH","","M0035","PROD GMP  BUS  APPR OAPP QAPP","2011-01-12","CH20A54057","2011-01-12","M","B103","","PM-D1","CH21","","","2011-01-12"]
["10041010","ML30","ML30    Machine à laver","CH21/P306","Pharmaceutical - ligne 6","FAU6000","55125","BAUSCH + STROEBEL","","B0039","PROD GMP  BUS  APPR OAPP QAPP","2010-12-22","CH20A54057","2010-10-07","M","B102","","PM-D1","CH21","","","2012-05-21"]
["10046817","ML31","ML31    Lave vaisselles à avancement","CH21/S200","Technical services","CN-A-CHP","86467207","HOBART","","A0055","PROD EHS  APPR OAPP QAPP","2011-09-05","CH20A54052","2011-10-04","M","B101","","PM-A","CH21","","","2011-09-05"]
["10046819","ML32","ML32    Lave vaisselles à capot","CH21/S200","Technical services","AUXXL-10/11N","86595390","HOBART","","A0055","PROD EHS  APPR OAPP QAPP","2011-09-05","CH20A54052","2011-10-04","M","B101","","PM-A","CH21","","","2011-09-05"]
["10065273","ML33","Machine à laver  PG800","CH21/P302/____ML33","Machine à laver  PG800","PG800","980000005941","AMSONIC SA Suisse","","M0034","PROD GMP  EHS  BUS  APPR OAPP QAPP","2014-10-21","CH20A54057","2014-06-05","M","B103","","PM-D1","CH21","","","2014-10-31"]
["10070121","ML34RS001","ML34RS001   Cuve mobile  ATEC","CH21/P302","Pharmaceutical - ligne 2","","J01660-01","Atec Pharmatechnik GMBH","","B00171","PROD GMP  BUS  APPR OAPP QAPP","2016-08-30","CH20A54057","2016-05-23","M","B102","","PM-D1","CH21","","","2019-05-31"]
["10070122","ML34RS002","ML34RS002   Cuve mobile  ATEC","CH21/P302","Pharmaceutical - ligne 2","","J01660-02","Atec Pharmatechnik GMBH","","B00171","PROD GMP  BUS  APPR OAPP QAPP","2016-08-30","CH20A54057","2016-05-23","M","B102","","PM-D1","CH21","","","2019-05-31"]
["10071830","ML35","ML35   Machine à laver","CH21/P160","Zone BULK PROD: SUPPORT","210","980000006218","AMSONIC SA Suisse","","B1096","PROD GMP  APPR OAPP QAPP","2017-03-15","CH20A54055","2017-02-22","M","B102","","PM-A","CH21","","","2017-04-15"]
["10072216","ML36","ML36   Machine à laver","CH21/S400","Quality Control","TIVA610LAB","17057T0BP020","Tuttnauer Schweiz","","A1038","PROD GMP  APPR OAPP QAPP","2017-04-20","CH20A55050","2017-04-18","M","B101","","PM-A","CH21","","","2017-04-30"]
["10080352","ML38","ML38  Machine a laver","","","","","STERIS AG","","","CON  GMP  BUS  NAPP",null,"CH20A54055","2018-11-14","M","B102","","PM-A","CH21","",""]
["10080353","ML39","ML39  Machine a laver","","","","","STERIS AG","","","CON  GMP  BUS  NAPP",null,"CH20A54055","2018-11-14","M","B102","","PM-A","CH21","",""]
["10081480","ML41","ML41: Machine à laver","CH21/S200","Technical services","","866414470","Gehrig group","PROFI UX","A0055","PROD APPR OAPP QAPP","2018-12-18","CH20A54052","2019-02-13","M","B101","","PM-G1","CH21","","","2018-12-18"]
["10060058","MM","Imprimante Citizen","CH21/S400/____PH65","PH-METRE","IDP-562-RS","90295713","CITIZEN","","A1069","PROD APPR OAPP QAPP","2012-12-18","CH20A55050","2012-12-18","M","B101","","PM-V2","CH21","","","2012-12-18"]
["10060475","MM","ENREGISTREUR","CH21/P101","Tech Biotech","L250E","1338","LINSEIS MESSGERAETE","","B10105","PROD GMP  APPR OAPP QAPP","2013-01-01","CH20A54055","2013-01-16","M","B102","","PM-H","CH21","","","2013-01-10"]
["10060476","MM","ENREGISTREUR","CH21/P101","Tech Biotech","L250E","1337","LINSEIS MESSGERAETE","","B10105","PROD GMP  APPR OAPP QAPP","2013-01-01","CH20A54055","2013-01-16","M","B102","","PM-H","CH21","","","2013-01-10"]
["10060479","MM","ENREGISTREUR","CH21/P101","Tech Biotech","L250E","1340","LINSEIS MESSGERAETE","","B10105","PROD GMP  APPR OAPP QAPP","2013-01-01","CH20A54055","2013-01-16","M","B102","","PM-H","CH21","","","2013-01-10"]
["10060480","MM","ENREGISTREUR","CH21/P122","Zone DSP4","L250E","1341","LINSEIS MESSGERAETE","","B1036","PROD GMP  APPR OAPP QAPP","2013-01-01","CH20A54055","2013-01-16","M","B102","","PM-H","CH21","","","2013-01-10"]
["10060481","MM","ENREGISTREUR","CH21/P101","Tech Biotech","L250E","1342","LINSEIS MESSGERAETE","","B10105","PROD GMP  APPR OAPP QAPP","2013-01-01","CH20A54055","2013-01-16","M","B102","","PM-H","CH21","","","2013-01-10"]
["10060482","MM","ENREGISTREUR","CH21/P101","Tech Biotech","L250E","1343","LINSEIS MESSGERAETE","","B10105","PROD GMP  APPR OAPP QAPP","2013-01-01","CH20A54055","2013-01-16","M","B102","","PM-H","CH21","","","2013-01-10"]
["10061741","MM","Enregistreur","CH21/P101","Tech Biotech","L200E","1296","LINSEIS MESSGERAETE GMBH","","B10148","PROD GMP  APPR OAPP QAPP","2013-02-01","CH20A54055","2013-05-06","M","B102","","PM-F","CH21","","","2013-05-01"]
["10061742","MM","Enregistreur","CH21/P101","Tech Biotech","L200E","1297","LINSEIS MESSGERAETE GMBH","","B10105","PROD GMP  APPR OAPP QAPP","2013-02-01","CH20A54055","2013-05-06","M","B102","","PM-F","CH21","","","2013-05-01"]
["10061744","MM","Enregistreur","CH21/P101","Tech Biotech","L200E","1299","LINSEIS MESSGERAETE GMBH","","B1020","PROD GMP  APPR OAPP QAPP","2013-02-01","CH20A54055","2013-05-06","M","B102","","PM-F","CH21","","","2013-05-01"]
["10061745","MM","Enregistreur","CH21/P101","Tech Biotech","L200E","1300","LINSEIS MESSGERAETE GMBH","","B10105","PROD GMP  APPR OAPP QAPP","2013-02-01","CH20A54055","2013-05-06","M","B102","","PM-F","CH21","","","2013-05-01"]
["10061746","MM","Enregistreur","CH21/P122","Zone DSP4","L200E","1301","LINSEIS MESSGERAETE GMBH","","B1036","PROD GMP  APPR OAPP QAPP","2013-02-01","CH20A54055","2013-05-06","M","B102","","PM-F","CH21","","","2013-05-01"]
["10061747","MM","Enregistreur","CH21/P101","Tech Biotech","L200E","1302","LINSEIS MESSGERAETE GMBH","","B10105","PROD GMP  APPR OAPP QAPP","2013-02-01","CH20A54055","2013-05-06","M","B102","","PM-F","CH21","","","2013-05-01"]
["10061749","MM","Enregistreur","CH21/P101","Tech Biotech","L200E","1304","LINSEIS MESSGERAETE GMBH","","A0129","PROD GMP  APPR OAPP QAPP","2013-02-01","CH20A54055","2013-05-06","M","B101","","PM-F","CH21","","","2013-05-01"]
["10061750","MM","Enregistreur","CH21/P101","Tech Biotech","L200E","1305","LINSEIS MESSGERAETE GMBH","","B10105","PROD GMP  APPR OAPP QAPP","2013-02-01","CH20A54055","2013-05-06","M","B102","","PM-F","CH21","","","2013-05-01"]
["10061751","MM","Enregistreur","CH21/P101","Tech Biotech","L200E","1306","LINSEIS MESSGERAETE GMBH","","B1036","PROD GMP  APPR OAPP QAPP","2013-02-01","CH20A54055","2013-05-06","M","B102","","PM-F","CH21","","","2013-05-01"]
["10061752","MM","Enregistreur","CH21/P122","Zone DSP4","L200E","1307","LINSEIS MESSGERAETE GMBH","","B1036","PROD GMP  APPR OAPP QAPP","2013-02-01","CH20A54055","2013-05-06","M","B102","","PM-F","CH21","","","2013-05-01"]
["10002936","MM100","ENREGISTREUR","CH21/P101","Tech Biotech","REC101","BD111942764","1000001473","BULK FINAL LH","A0129","PROD GMP  APPR OAPP QAPP","1995-01-01","CH20A54055","2010-09-10","M","B101","","PM-V1","CH21","","","2010-09-10"]
["10001062","MM104","Système enregistrement environement F&F2","CH21/P302/___MM104","Système enregistrement environement F&F2","N/A","N/A","Particule Mesurement System","","M0029","PROD GMP  BUS  APPR OAPP QAPP","1999-07-01","CH20A54057","2010-09-10","M","B103","","PM-H","CH21","","","2010-10-05"]
["10003495","MM110","IMPRIMANTE CITIZEN","CH21/P121","Zone  DSP1","IDP-562-RS","00605544","CITIZEN","","B1003","PROD APPR OAPP QAPP","2001-01-15","CH20A54055","2010-09-10","M","B102","","PM-V1","CH21","","","2010-09-10"]
["10001152","MM111","IMPRESSION  jet d'encre","CH21/P400/____MB23","Thérmoformeuse","DOMINO A200","N2A04658","CHROMOS AG","","CC0003","PROD GMP  BUS  APPR OAPP QAPP","2001-03-01","CH20A54056","2010-09-10","M","B203","","PM-C4","CH21","","","2010-09-10"]
["10001888","MM112","IMPRIMANTE CITIZEN","CH21/P101","Tech Biotech","DP1014.0132A","16.1960.084","CITIZEN","","B10105","PROD GMP  APPR OAPP QAPP","2001-08-07","CH20A54055","2010-09-10","M","B102","","PM-H","CH21","","","2010-09-10"]
["10002944","MM113","machine à Jet d'encre avec tapis","CH21/P400","Packaging","DOMINO A200","N2A05235","CHROMOS AG","","CC0003","PROD GMP  BUS  APPR OAPP QAPP","2001-04-01","CH20A54056","2010-09-10","M","B203","","PM-C4","CH21","","","2010-10-05"]
["10000309","MM118","Enregistrement environement F&F 3, 5, 6","CH21/P300/___MM118","ENREGISTREUR environement F&F 3, 5, 6","N/A","N/A","Particule Mesurement System","","B0071","PROD GMP  BUS  APPR OAPP QAPP","1990-01-01","CH20A54057","2010-09-10","M","B102","","PM-H","CH21","","","2010-09-10"]
["10001868","MM119","ENREGISTREUR","CH21/S100","Logistic & Warehouse","DX200P-2-2","12BC23008","YOKOGAWA CONTROLE BAILEY SA","","CC0030","PROD BUS  APPR OAPP QAPP","2003-09-01","CH20A53555","2010-09-10","M","B203","","PM-H","CH21","","","2010-09-10"]
["10002108","MM12","IMPRIMANTE PHOTO","CH21/S099","Dispo","UP-850","28133","","","HS  (A20","OUT  APPR OAPP QAPP","1990-01-01","CH20A54052","2010-09-10","M","","","PM-H","CH21","","HS  (A2012","2010-09-10"]
["10005522","MM123","Enregistreur REC111","CH21/S099","Dispo","REC 111","000590","1000001473","","PRÊT LSV","OUT  APPR OAPP QAPP","1990-01-01","CH20A54052","2010-09-10","M","","","","CH21","","","2010-09-10"]
["10003476","MM128","Enregistreur REC101","CH21/P101","Tech Biotech","REC 101","BD111962900","GE HEALTHCARE EUROPE GMBH","","B10105","PROD GMP  APPR OAPP QAPP","1990-01-01","CH20A54055","2010-09-10","M","B102","","PM-H","CH21","","","2010-09-10"]
["10000559","MM132","IMPRESSION  jet d'encre","CH21/P400/____MB20","Encartonneuse pour étuis","DOMINO A400","N4A04191","CHROMOS AG","","CC0003","PROD GMP  BUS  APPR OAPP QAPP","2005-07-10","CH20A54056","2010-09-10","M","B203","","PM-C4","CH21","","","2010-09-10"]
["10000361","MM133","IMPRESSION  jet d'encre","CH21/P400/____MB20","Encartonneuse pour étuis","DOMINO A400","N4A04190","CHROMOS AG","","CC0003","PROD GMP  BUS  APPR OAPP QAPP","2005-07-10","CH20A54056","2010-09-10","M","B203","","PM-C4","CH21","","","2010-09-10"]
["10003904","MM138","Enregistreur REC111","CH21/P101","Tech Biotech","REC-111","11 10 01 121","1000001473","","A0129","PROD GMP  APPR OAPP QAPP","2007-08-08","CH20A54055","2010-09-10","M","B101","","PM-V1","CH21","","","2010-09-10"]
["10003690","MM144","Enregistreur pour bio. 3,5L Celligen","CH21/P151","Zone Production USP5 s/sol","RSG40 MEMOGRAPH M","AC007504267","ENDRESS+HAUSER METSO AG","","B0148","PROD GMP  APPR OAPP QAPP","2009-02-10","CH20A54055","2010-09-10","M","B102","","PM-V1","CH21","","","2010-09-10"]
["10003689","MM145","Enregistreur pour bio 3,5L Celligen","CH21/P151","Zone Production USP5 s/sol","RSG40 MEMOGRAPH M","AC007604267","ENDRESS+HAUSER METSO AG","","B0148","PROD GMP  APPR OAPP QAPP","2009-02-10","CH20A54055","2010-09-10","M","B102","","PM-V1","CH21","","","2010-09-10"]
["10067183","MM152","MM152 ENREGISTREUR environement  Biotech","CH21/P101/___MM152","ENREGISTREUR environement  Biotech","DELL PRECISION T1700","4578751442","Merck Serono interne","","B1006","PROD GMP  APPR OAPP QAPP","2016-07-01","CH20A54055","2015-02-04","M","B102","","PM-H","CH21","","","2016-07-01"]
["10069829","MM153","MM153  Imprimante marquage UV seringues","CH21/P304","Contrôle Visuel FDF","9040 2.2G","FR15210034","MARKEM-IMAJE AG","SMF_CV","S2026","PROD GMP  EHS  BUS  APPR OAPP QAPP","2015-07-30","CH20A54057","2016-04-20","M","B108","","PM-C4","CH21","","","2015-08-07"]
["10080039","MM154","MM154 Imprimante encre pour seringues","CH21/P304","Contrôle Visuel FDF","","","DOMINO","","","CON  NAPP",null,"CH20A54057","2018-10-23","M","B108","","PM-C4","CH21","",""]
["10082008","MM155","MM155 Imprimante","CH21/P110","Zone Prod Biotech s/sol USP3","P52","J2191V100000181","METTLER-TOLEDO (SCHWEIZ) AG","","B0160","PROD GMP  BUS  APPR OAPP QAPP","2019-03-26","CH20A54055","2019-04-05","M","B102","","PM-V1","CH21","","","2019-05-10"]
["10004230","MM23","ENREGISTREUR","CH21/P122","Zone DSP4","REC101","BD111922302","","","B10149","PROD APPR OAPP QAPP","1992-11-13","CH20A54055","2010-09-10","M","B102","","PM-V1","CH21","","","2010-09-10"]
["10002105","MM24","ENREGISTREUR","CH21/P101","Tech Biotech","REC101","BD111921144","","","B1070","PROD GMP  APPR OAPP QAPP","1992-09-30","CH20A54055","2010-09-10","M","B102","","PM-H","CH21","","","2010-09-10"]
["10002798","MM28","IMPRIMANTE CITIZEN","CH21/S400","Quality Control","IDP560-RS","50111907","","","A1065","PROD APPR OAPP QAPP","1995-03-01","CH20A55050","2010-09-10","M","B101","","PM-V2","CH21","","","2010-09-10"]
["10005347","MM29","IMPRIMANTE CITIZEN","CH21/S099","Dispo","IDP560-RS","50111940","","","STOCK B1","OUT  APPR OAPP QAPP","1995-03-01","CH20A54052","2010-09-10","M","","","","CH21","","","2010-09-10"]
["10003389","MM40","IMPRIMANTE CITIZEN","CH21/P122","Zone DSP4","IDP-560-R5","50111871","CITIZEN","","B10149","PROD APPR OAPP QAPP","1995-03-01","CH20A54055","2010-09-10","M","B102","","PM-H","CH21","","","2010-09-10"]
["10002225","MM48","ENREGISTREUR","CH21/P300","Pharmaceutical dry forms","POINTAX","301.1122.2224.1","","","A1038","PROD APPR OAPP QAPP","1995-04-21","CH20A54057","2010-09-10","M","B101","","PM-D1","CH21","","","2010-09-10"]
["10002770","MM69","IMPRIMANTE CITIZEN","CH21/P111","Zone  USP1 et USP4","IDP-562-RS","60438063","","","B1060","PROD APPR OAPP QAPP","1996-12-01","CH20A54055","2010-09-10","M","B102","","PM-H","CH21","","","2010-09-10"]
["10000982","MM82","IMPRIMANTE CITIZEN","CH21/S400","Quality Control","IDP562RS","612246002R","CITIZEN","","A1066","PROD APPR OAPP QAPP","1998-02-01","CH20A55050","2010-09-10","M","B101","","PM-V2","CH21","","","2010-09-10"]
["10002229","MM83","IMPRI.PRS15 RADIOMETER","CH21/P151","Zone Production USP5 s/sol","DPU411040","100546B","","","B1060","PROD APPR OAPP QAPP","1998-04-01","CH20A54055","2010-09-10","M","B102","","PM-V1","CH21","","","2010-09-10"]
["10003071","MM85","Enregistreur","CH21/P120","Zone  DSP3","REC102LKB","BD112950111","GE HEALTHCARE EUROPE GMBH","","B10149","PROD GMP  APPR OAPP QAPP","1998-04-01","CH20A54055","2010-09-10","M","B102","","PM-H","CH21","","","2010-09-10"]
["10004151","MM87","ENREGISTREUR","CH21/P152","Zone Production DSP","48119800201","222799","GE HEALTHCARE EUROPE GMBH","","A1023","PROD GMP  APPR OAPP QAPP","1990-01-01","CH20A54055","2010-09-10","M","B101","","PM-V1","CH21","","","2010-09-10"]
["10002213","MM89","ENREGISTREUR","CH21/S099","Dispo","POINTAX-7P2","10581155101","","","? A0033","OUT  APPR OAPP QAPP","1998-06-04","CH20A54052","2010-09-10","M","","","PM-H","CH21","","? A0033","2010-09-10"]
["10005038","MM90","ENREGISTREUR A POINTE","CH21/S099","Dispo","POINTAX-7P2","10812018101","","","HS K0104","OUT  GMP  APPR OAPP QAPP","1998-06-09","CH20A54052","2010-09-10","M","","","","CH21","","","2010-09-10"]
["10002943","MM91","ENREGISTREUR CHROMATO","CH21/S099","Dispo","PHARMACIA","222413","PHARMACIA-TEST","","?HS  (B1","OUT  APPR OAPP QAPP","1985-01-01","CH20A54052","2010-09-10","M","","","PM-H","CH21","","?HS  (B1034","2010-09-10"]
["10081780","MO01","MO01 Moteur d'agitation cuve RS362","CH21/P110/___RS362","RS362_Power Mix Tank 100L","MXRMTR1","31500070/29439688","MILLIPORE","","B0160","PROD GMP  BUS  APPR OAPP QAPP","2019-01-30","CH20A54055","2019-03-18","M","B102","","PM-A","CH21","","","2019-01-30"]
["10081782","MO02","MO02 Moteur d'agitation cuve RS364","CH21/P110/___RS364","RS364_Power Mix Tank 2000L","MXRMTR2K","32500070","MILLIPORE","","B0160","PROD GMP  BUS  APPR OAPP QAPP","2019-01-30","CH20A54055","2019-03-19","M","B102","","PM-A","CH21","","","2019-01-30"]
["10045685","MP","Pipette Multicanaux","CH21/P150","Zone  IPC Biotechnologie","XLS L12-300","I 1004718T","Metteler-Toledo","","A1020","PROD GMP  APPR OAPP QAPP","2011-06-01","CH20A54055","2011-06-07","M","B101","","PM-V4","CH21","","","2011-06-01"]
["10045686","MP","Pipette Multicanaux","CH21/P150","Zone  IPC Biotechnologie","XLS L12-200XLS","K1002390T","Metteler-Toledo","","A1020","PROD GMP  APPR OAPP QAPP","2011-06-01","CH20A54055","2011-06-07","M","B101","","PM-V4","CH21","","","2011-06-01"]
["10057536","MP","Micropipette  Gilson","CH21/P101","Tech Biotech","P20G","GD51376","GILSON (Schweiz) AG","","B0142","PROD GMP  APPR OAPP QAPP","2011-09-27","CH20A54055","2012-03-09","M","B102","","PM-V2","CH21","","","2012-03-09"]
["10057537","MP","Micropipette  Gilson","CH21/P101","Tech Biotech","P20G","GD50213","GILSON (Schweiz) AG","","A0129","PROD GMP  APPR OAPP QAPP","2011-09-27","CH20A55050","2012-03-09","M","B101","","PM-V2","CH21","","","2012-03-09"]
["10057539","MP","Micropipette  Gilson","CH21/P101","Tech Biotech","P1000G","GG50892","GILSON (Schweiz) AG","","A0129","PROD GMP  APPR OAPP QAPP","2011-09-27","CH20A55050","2012-03-09","M","B101","","PM-V2","CH21","","","2012-03-09"]
["10057540","MP","Micropipette  Gilson","CH21/P101","Tech Biotech","P1000G","GG51021","GILSON (Schweiz) AG","","B1058-60","PROD GMP  APPR OAPP QAPP","2011-09-27","CH20A55050","2012-03-09","M","B102","","PM-V2","CH21","","","2012-03-09"]
["10057541","MP","Micropipette  Gilson","CH21/P101","Tech Biotech","P100G","GD53131","GILSON (Schweiz) AG","","A0129","PROD GMP  APPR OAPP QAPP","2011-09-27","CH20A55050","2012-03-09","M","B101","","PM-V2","CH21","","","2012-03-09"]
["10057542","MP","Micropipette  Gilson","CH21/P101","Tech Biotech","P100G","GD53307","GILSON (Schweiz) AG","","A0129","PROD GMP  APPR OAPP QAPP","2011-09-27","CH20A55050","2012-03-09","M","B101","","PM-V2","CH21","","","2012-03-09"]
["10057544","MP","Micropipette  Gilson","CH21/P101","Tech Biotech","P200G","GD51061","GILSON (Schweiz) AG","","A0129","PROD GMP  APPR OAPP QAPP","2011-09-27","CH20A55050","2012-03-09","M","B101","","PM-V2","CH21","","","2012-03-09"]
["10057545","MP","Micropipette  Gilson","CH21/P101","Tech Biotech","P200G","GJ51064","GILSON (Schweiz) AG","","A0129","PROD GMP  APPR OAPP QAPP","2011-09-27","CH20A55050","2012-03-09","M","B101","","PM-V2","CH21","","","2012-03-09"]
["10057547","MP","Micropipette  Gilson","CH21/S400","Quality Control","P1000M","EL81304","GILSON (Schweiz) AG","","A1093","PROD GMP  APPR OAPP QAPP","2011-09-27","CH20A55050","2012-03-09","M","B101","","PM-V2","CH21","","","2012-03-09"]
["10057549","MP","Micropipette  Gilson","CH21/S400","Quality Control","P20M","EK80015","GILSON (Schweiz) AG","","A10","PROD GMP  APPR OAPP QAPP","2011-09-27","CH20A55050","2012-03-09","M","B101","","PM-V2","CH21","","","2012-03-09"]
["10058096","MP","Dispensette III digitale","CH21/S400","Quality Control","DISPENSETTE 3 DIGITALE EASY","02K23818","BRAND","","A1069","PROD GMP  APPR OAPP QAPP","2012-03-01","CH20A55050","2012-04-04","M","B101","","PM-V2","CH21","","","2012-03-01"]
["10062514","MP","Multipipette","CH21/P150","Zone  IPC Biotechnologie","MULTIPIPETTE","H44623B","Eppendorf Ag.","","A1020","PROD GMP  APPR OAPP QAPP","2013-08-01","CH20A54055","2013-08-26","M","B101","","PM-V4","CH21","","","2013-08-01"]
["10064211","MP","Micropipette  Calibra 822","CH21/S400","Quality Control","CALIBRA 822 2-20UL","22081035","SOCOREX ISBA S.A.","","A1044","PROD GMP  APPR OAPP QAPP","2013-12-12","CH20A55050","2014-01-24","M","B101","","PM-V1","CH21","","","2014-01-27"]
["10064212","MP","Micropipette  Calibra 822","CH21/S400","Quality Control","CALIBRA 822 2-20UL","22081036","SOCOREX ISBA S.A.","","A1044","PROD GMP  APPR OAPP QAPP","2013-12-12","CH20A55050","2014-01-24","M","B101","","PM-V1","CH21","","","2014-01-27"]
["10066005","MP","Micropipette","CH21/P101","Tech Biotech","CALIBRA 10-100 UL","24051040","SOCOREX ISBA S.A.","","B0144","PROD GMP  APPR OAPP QAPP","2014-10-01","CH20A54055","2014-10-17","M","B102","","PM-F","CH21","","","2014-11-01"]
["10066006","MP","Micropipette","CH21/P101","Tech Biotech","CALIBRA 20-200 UL","23081121","SOCOREX ISBA S.A.","","B1042","PROD GMP  APPR OAPP QAPP","2014-10-01","CH20A54055","2014-10-17","M","B102","","PM-F","CH21","","","2014-11-01"]
["10066008","MP","Micropipette","CH21/P101","Tech Biotech","CALIBRA 20-200 UL","23081118","SOCOREX ISBA S.A.","","B1023","PROD GMP  APPR OAPP QAPP","2014-10-01","CH20A54055","2014-10-20","M","B102","","PM-F","CH21","","","2014-11-01"]
["10066009","MP","Micropipette","CH21/P101","Tech Biotech","CALIBRA 20-200 UL","23081113","SOCOREX ISBA S.A.","","A1023","PROD GMP  APPR OAPP QAPP","2014-10-01","CH20A54055","2014-10-20","M","B101","","PM-F","CH21","","","2014-11-01"]
["10066011","MP","Micropipette","CH21/P101","Tech Biotech","CALIBRA 20-200 UL","24071039","SOCOREX ISBA S.A.","","B10144","PROD GMP  APPR OAPP QAPP","2014-10-01","CH20A54055","2014-10-20","M","B102","","PM-F","CH21","","","2014-11-01"]
["10066012","MP","Micropipette","CH21/P101","Tech Biotech","CALIBRA 20-200 UL","24071038","SOCOREX ISBA S.A.","","B10149","PROD GMP  APPR OAPP QAPP","2014-10-01","CH20A54055","2014-10-20","M","B102","","PM-F","CH21","","","2014-11-01"]
["10066013","MP","Micropipette","CH21/P101","Tech Biotech","CALIBRA 20-200 UL","24071037","SOCOREX ISBA S.A.","","B10149","PROD GMP  APPR OAPP QAPP","2014-10-01","CH20A54055","2014-10-20","M","B102","","PM-F","CH21","","","2014-11-01"]
["10066014","MP","Micropipette","CH21/P101","Tech Biotech","CALIBRA 20-200 UL","24071036","SOCOREX ISBA S.A.","","B0148","PROD GMP  APPR OAPP QAPP","2014-10-01","CH20A54055","2014-10-20","M","B102","","PM-F","CH21","","","2014-11-01"]
["10066016","MP","Micropipette","CH21/P101","Tech Biotech","CALIBREX 520 DISP.DIG.1-10","24071425","SOCOREX ISBA S.A.","","B1042","PROD GMP  APPR OAPP QAPP","2014-10-01","CH20A54055","2014-10-20","M","B102","","PM-F","CH21","","","2014-11-01"]
["10066017","MP","Micropipette","CH21/P101","Tech Biotech","CALIBREX 520 DISP.DIG.1-10","24071424","SOCOREX ISBA S.A.","","B1042","PROD GMP  APPR OAPP QAPP","2014-10-01","CH20A54055","2014-10-20","M","B102","","PM-F","CH21","","","2014-11-01"]
["10066018","MP","Micropipette","CH21/P101","Tech Biotech","CALIBREX 520 DISP.DIG.1-10","24071423","SOCOREX ISBA S.A.","","B1042","PROD GMP  APPR OAPP QAPP","2014-10-01","CH20A54055","2014-10-20","M","B102","","PM-F","CH21","","","2014-11-01"]
["10066019","MP","Micropipette","CH21/P101","Tech Biotech","CALIBREX 520 DISP.DIG.1-10","24071422","SOCOREX ISBA S.A.","","A0129","PROD GMP  APPR OAPP QAPP","2014-10-01","CH20A54055","2014-10-20","M","B101","","PM-F","CH21","","","2014-11-01"]
["10066021","MP","Micropipette","CH21/P101","Tech Biotech","CALIBRA 100-1000 UL","24061154","SOCOREX ISBA S.A.","","B1042","PROD GMP  APPR OAPP QAPP","2014-10-01","CH20A54055","2014-10-20","M","B102","","PM-F","CH21","","","2014-11-01"]
["10066022","MP","Micropipette","CH21/P101","Tech Biotech","CALIBRA  100-1000 UL","24061153","SOCOREX ISBA S.A.","","B1017","PROD GMP  APPR OAPP QAPP","2014-10-01","CH20A54055","2014-10-20","M","B102","","PM-F","CH21","","","2014-11-01"]
["10066024","MP","Micropipette","CH21/P101","Tech Biotech","CALIBRA  100-1000 UL","24061151","SOCOREX ISBA S.A.","","B1023","PROD GMP  APPR OAPP QAPP","2014-10-01","CH20A54055","2014-10-20","M","B102","","PM-F","CH21","","","2014-11-01"]
["10066025","MP","Micropipette","CH21/P101","Tech Biotech","CALIBRA  100-1000 UL","24061150","SOCOREX ISBA S.A.","","B10144","PROD GMP  APPR OAPP QAPP","2014-10-01","CH20A54055","2014-10-20","M","B102","","PM-F","CH21","","","2014-11-01"]
["10066026","MP","Micropipette","CH21/P101","Tech Biotech","CALIBRA  100-1000 UL","24061149","SOCOREX ISBA S.A.","","B10149","PROD GMP  APPR OAPP QAPP","2014-10-01","CH20A54055","2014-10-20","M","B102","","PM-F","CH21","","","2014-11-01"]
["10066028","MP","Micropipette","CH21/P101","Tech Biotech","CALIBRA  100-1000 UL","24061147","SOCOREX ISBA S.A.","","B1042","PROD GMP  APPR OAPP QAPP","2014-10-01","CH20A54055","2014-10-20","M","B102","","PM-F","CH21","","","2014-11-01"]
["10066030","MP","Micropipette","CH21/P101","Tech Biotech","CALIBRA  100-1000 UL","24061145","SOCOREX ISBA S.A.","","A1023","PROD GMP  APPR OAPP QAPP","2014-10-01","CH20A54055","2014-10-20","M","B101","","PM-F","CH21","","","2014-11-01"]
["10066746","MP","Machine à café","CH21/S200","Technical services","FRANKE ÉVOLUTION","55178","FRANKE","","A0051","PROD APPR OAPP QAPP","2014-06-01","CH20A54052","2015-01-05","M","B101","","PM-G","CH21","","","2014-06-01"]
["10066747","MP","Machine à café","CH21/S200","Technical services","FRANKE ÉVOLUTION","39780","FRANKE","","A0051","PROD APPR OAPP QAPP","2014-07-01","CH20A54052","2015-01-05","M","B101","","PM-G","CH21","","","2014-07-01"]
["10066748","MP","Machine à café","CH21/S200","Technical services","FRANKE ÉVOLUTION","39781","FRANKE","","A0051","PROD APPR OAPP QAPP","2014-06-01","CH20A54052","2015-01-05","M","B101","","PM-G","CH21","","","2014-06-01"]
["10068079","MP","Micropipette 1000 µL","CH21/S400","Quality Control","P1000L  STAINLESS STEEL","LG70554","GILSON (Schweiz) AG","","A1078","PROD GMP  APPR OAPP QAPP","2015-06-26","CH20A55050","2015-07-08","M","B101","","PM-V1","CH21","","","2015-07-08"]
["10068081","MP","Micropipette 1000 µL","CH21/S400","Quality Control","P1000L  STAINLESS STEEL","LG70754","GILSON (Schweiz) AG","","A1078","PROD GMP  APPR OAPP QAPP","2015-06-26","CH20A55050","2015-07-08","M","B101","","PM-V1","CH21","","","2015-07-08"]
["10068084","MP","Micropipette 100 µL","CH21/S400","Quality Control","P100L  STAINLESS STEEL","LA71590","GILSON (Schweiz) AG","","A1078","PROD GMP  APPR OAPP QAPP","2015-06-26","CH20A55050","2015-07-09","M","B101","","PM-V1","CH21","","","2015-07-09"]
["10068089","MP","Micropipette 100 µL","CH21/S400","Quality Control","P100L  STAINLESS STEEL","LD70412","GILSON (Schweiz) AG","","A1078","PROD GMP  APPR OAPP QAPP","2015-06-26","CH20A55050","2015-07-09","M","B101","","PM-V1","CH21","","","2015-07-09"]
["10068091","MP","Micropipette 100 µL","CH21/S400","Quality Control","P100L  STAINLESS STEEL","LD70409","GILSON (Schweiz) AG","","A1078","PROD GMP  APPR OAPP QAPP","2015-06-26","CH20A55050","2015-07-09","M","B101","","PM-V1","CH21","","","2015-07-09"]
["10068092","MP","Micropipette 1000 µL","CH21/S400","Quality Control","P1000L  STAINLESS STEEL","LE70266","GILSON (Schweiz) AG","","A1078","PROD GMP  APPR OAPP QAPP","2015-06-26","CH20A55050","2015-07-09","M","B101","","PM-V1","CH21","","","2015-07-09"]
["10068094","MP","Micropipette 1000 µL","CH21/S400","Quality Control","P1000L  STAINLESS STEEL","LG70750","GILSON (Schweiz) AG","","A1078","PROD GMP  APPR OAPP QAPP","2015-06-26","CH20A55050","2015-07-09","M","B101","","PM-V1","CH21","","","2015-07-09"]
["10068096","MP","Micropipette 10 µL","CH21/S400","Quality Control","M10E","LE05017","GILSON (Schweiz) AG","","A1078","PROD GMP  APPR OAPP QAPP","2015-06-26","CH20A55050","2015-07-09","M","B101","","PM-V1","CH21","","","2015-07-09"]
["10068097","MP","Micropipette 2 µL","CH21/S400","Quality Control","P2L  PLASTIC","LA71368","GILSON (Schweiz) AG","","A1044","PROD GMP  APPR OAPP QAPP","2015-06-26","CH20A55050","2015-07-09","M","B101","","PM-V1","CH21","","","2015-07-09"]
["10068099","MP","Micropipette 2 µL","CH21/S400","Quality Control","P2L  PLASTIC","LA71369","GILSON (Schweiz) AG","","A1044","PROD GMP  APPR OAPP QAPP","2015-06-26","CH20A55050","2015-07-09","M","B101","","PM-V1","CH21","","","2015-07-09"]
["10068101","MP","Micropipette 1000 µL","CH21/S400","Quality Control","P1000L  STAINLESS STEEL","LG70552","GILSON (Schweiz) AG","","A1078","PROD GMP  APPR OAPP QAPP","2015-06-26","CH20A55050","2015-07-09","M","B101","","PM-V1","CH21","","","2015-07-09"]
["10068104","MP","Micropipette 100 µL","CH21/S400","Quality Control","P100L  STAINLESS STEEL","LD70406","GILSON (Schweiz) AG","","A1078","PROD GMP  APPR OAPP QAPP","2015-06-26","CH20A55050","2015-07-09","M","B101","","PM-V1","CH21","","","2015-07-09"]
["10068105","MP","Micropipette 100 µL","CH21/S400","Quality Control","P100L  STAINLESS STEEL","LA71583","GILSON (Schweiz) AG","","A1078","PROD GMP  APPR OAPP QAPP","2015-06-26","CH20A55050","2015-07-09","M","B101","","PM-V1","CH21","","","2015-07-09"]
["10068108","MP","Micropipette 100 µL","CH21/S400","Quality Control","P100L  STAINLESS STEEL","LA71589","GILSON (Schweiz) AG","","A1078","PROD GMP  APPR OAPP QAPP","2015-06-26","CH20A55050","2015-07-09","M","B101","","PM-V1","CH21","","","2015-07-09"]
["10068110","MP","Micropipette 200 µL","CH21/S400","Quality Control","P200L  STAINLESS STEEL","LG70113","GILSON (Schweiz) AG","","A1078","PROD GMP  APPR OAPP QAPP","2015-06-26","CH20A55050","2015-07-09","M","B101","","PM-V1","CH21","","","2015-07-09"]
["10068111","MP","Micropipette 200 µL","CH21/S400","Quality Control","P200L  STAINLESS STEEL","LE71229","GILSON (Schweiz) AG","","A1078","PROD GMP  APPR OAPP QAPP","2015-06-26","CH20A55050","2015-07-09","M","B101","","PM-V1","CH21","","","2015-07-09"]
["10068113","MP","Micropipette 200 µL","CH21/S400","Quality Control","P200L  STAINLESS STEEL","LE71227","GILSON (Schweiz) AG","","A1078","PROD GMP  APPR OAPP QAPP","2015-06-26","CH20A55050","2015-07-09","M","B101","","PM-V1","CH21","","","2015-07-09"]
["10068114","MP","Micropipette 200 µL","CH21/S400","Quality Control","P200L  STAINLESS STEEL","LG70112","GILSON (Schweiz) AG","","A1078","PROD GMP  APPR OAPP QAPP","2015-06-26","CH20A55050","2015-07-09","M","B101","","PM-V1","CH21","","","2015-07-09"]
["10068115","MP","Micropipette 200 µL","CH21/S400","Quality Control","P200L  STAINLESS STEEL","LE71228","GILSON (Schweiz) AG","","A1078","PROD GMP  APPR OAPP QAPP","2015-06-26","CH20A55050","2015-07-09","M","B101","","PM-V1","CH21","","","2015-07-09"]
["10068116","MP","Micropipette 200 µL","CH21/S400","Quality Control","P200L  STAINLESS STEEL","LE71230","GILSON (Schweiz) AG","","A1078","PROD GMP  APPR OAPP QAPP","2015-06-26","CH20A55050","2015-07-09","M","B101","","PM-V1","CH21","","","2015-07-09"]
["10068118","MP","Micropipette 100 µL","CH21/S400","Quality Control","P100L  STAINLESS STEEL","LD70408","GILSON (Schweiz) AG","","A1078","PROD GMP  APPR OAPP QAPP","2015-06-26","CH20A55050","2015-07-09","M","B101","","PM-V1","CH21","","","2015-07-09"]
["10068119","MP","Micropipette 100 µL","CH21/S400","Quality Control","P100L  STAINLESS STEEL","LD70411","GILSON (Schweiz) AG","","A1078","PROD GMP  APPR OAPP QAPP","2015-06-26","CH20A55050","2015-07-09","M","B101","","PM-V1","CH21","","","2015-07-09"]
["10068120","MP","Micropipette 100 µL","CH21/S400","Quality Control","P100L  STAINLESS STEEL","LD70410","GILSON (Schweiz) AG","","A1078","PROD GMP  APPR OAPP QAPP","2015-06-26","CH20A55050","2015-07-09","M","B101","","PM-V1","CH21","","","2015-07-09"]
["10068121","MP","Micropipette 100 µL","CH21/S400","Quality Control","P100L  STAINLESS STEEL","LA71588","GILSON (Schweiz) AG","","A1078","PROD GMP  APPR OAPP QAPP","2015-06-26","CH20A55050","2015-07-09","M","B101","","PM-V1","CH21","","","2015-07-09"]
["10068123","MP","Micropipette 100 µL","CH21/S400","Quality Control","P100L  PLASTIC","JL70065","GILSON (Schweiz) AG","","A1078","PROD GMP  APPR OAPP QAPP","2015-06-26","CH20A55050","2015-07-09","M","B101","","PM-V1","CH21","","","2015-07-09"]
["10068124","MP","Micropipette 1000 µL","CH21/S400","Quality Control","P1000L  PLASTIC","LE70252","GILSON (Schweiz) AG","","A1078","PROD GMP  APPR OAPP QAPP","2015-06-26","CH20A55050","2015-07-09","M","B101","","PM-V1","CH21","","","2015-07-09"]
["10068126","MP","Micropipette 100 µL","CH21/S400","Quality Control","P100L  PLASTIC","JL70060","GILSON (Schweiz) AG","","A1078","PROD GMP  APPR OAPP QAPP","2015-06-26","CH20A55050","2015-07-09","M","B101","","PM-V1","CH21","","","2015-07-09"]
["10068127","MP","Micropipette 100 µL","CH21/S400","Quality Control","P100L  PLASTIC","JL70061","GILSON (Schweiz) AG","","A1078","PROD GMP  APPR OAPP QAPP","2015-06-26","CH20A55050","2015-07-09","M","B101","","PM-V1","CH21","","","2015-07-09"]
["10068128","MP","Micropipette 1000 µL","CH21/S400","Quality Control","P1000L  PLASTIC","LE70251","GILSON (Schweiz) AG","","A1078","PROD GMP  APPR OAPP QAPP","2015-06-26","CH20A55050","2015-07-09","M","B101","","PM-V1","CH21","","","2015-07-09"]
["10068129","MP","Micropipette 1000 µL","CH21/S400","Quality Control","P1000L  PLASTIC","LE70250","GILSON (Schweiz) AG","","A1078","PROD GMP  APPR OAPP QAPP","2015-06-26","CH20A55050","2015-07-09","M","B101","","PM-V1","CH21","","","2015-07-09"]
["10068132","MP","Micropipette 1000 µL","CH21/S400","Quality Control","M1000E","LG05025","GILSON (Schweiz) AG","","A1078","PROD GMP  APPR OAPP QAPP","2015-06-26","CH20A55050","2015-07-09","M","B101","","PM-V1","CH21","","","2015-07-09"]
["10068134","MP","Pipette automatique","CH21/S400","Quality Control","REPETMAN","10M83417","GILSON (Schweiz) AG","","A1078","PROD GMP  APPR OAPP QAPP","2015-06-26","CH20A55050","2015-07-09","M","B101","","PM-V1","CH21","","","2015-07-09"]
["10068135","MP","Pipette automatique","CH21/S400","Quality Control","REPETMAN","07M30413","GILSON (Schweiz) AG","","A1078","PROD GMP  APPR OAPP QAPP","2015-06-26","CH20A55050","2015-07-09","M","B101","","PM-V1","CH21","","","2015-07-09"]
["10068136","MP","Pipette automatique","CH21/S400","Quality Control","REPETMAN","10M83419","GILSON (Schweiz) AG","","A1078","PROD GMP  APPR OAPP QAPP","2015-06-26","CH20A55050","2015-07-09","M","B101","","PM-V1","CH21","","","2015-07-09"]
["10068139","MP","Micropipette 1000 µL","CH21/S400","Quality Control","M1000E","LG05021","GILSON (Schweiz) AG","","A1078","PROD GMP  APPR OAPP QAPP","2015-06-26","CH20A55050","2015-07-09","M","B101","","PM-V1","CH21","","","2015-07-09"]
["10068142","MP","Pipette 10 mL","CH21/S400","Quality Control","P10MLL","KB70272","GILSON (Schweiz) AG","","A1078","PROD GMP  APPR OAPP QAPP","2015-06-26","CH20A55050","2015-07-09","M","B101","","PM-V1","CH21","","","2015-07-09"]
["10068145","MP","Pipette 10 mL","CH21/S400","Quality Control","P10MLL","KB70276","GILSON (Schweiz) AG","","A1078","PROD GMP  APPR OAPP QAPP","2015-06-26","CH20A55050","2015-07-09","M","B101","","PM-V1","CH21","","","2015-07-09"]
["10068146","MP","Pipette 10 mL","CH21/S400","Quality Control","P10MLL","KB70275","GILSON (Schweiz) AG","","A1078","PROD GMP  APPR OAPP QAPP","2015-06-26","CH20A55050","2015-07-09","M","B101","","PM-V1","CH21","","","2015-07-09"]
["10068147","MP","Micropipette 250 µL","CH21/S400","Quality Control","M250E","KL05365","GILSON (Schweiz) AG","","A1078","PROD GMP  APPR OAPP QAPP","2015-06-26","CH20A55050","2015-07-09","M","B101","","PM-V1","CH21","","","2015-07-09"]
["10068148","MP","Pipette 5 mL","CH21/S400","Quality Control","P5000L","LE70860","GILSON (Schweiz) AG","","A1078","PROD GMP  APPR OAPP QAPP","2015-06-26","CH20A55050","2015-07-09","M","B101","","PM-V1","CH21","","","2015-07-09"]
["10068150","MP","Micropipette 200 µL","CH21/S400","Quality Control","P200L  PLASTIC","LE70496","GILSON (Schweiz) AG","","A1078","PROD GMP  APPR OAPP QAPP","2015-06-26","CH20A55050","2015-07-09","M","B101","","PM-V1","CH21","","","2015-07-09"]
["10068151","MP","Micropipette 200 µL","CH21/S400","Quality Control","P200L  PLASTIC","LB70094","GILSON (Schweiz) AG","","A1078","PROD GMP  APPR OAPP QAPP","2015-06-26","CH20A55050","2015-07-09","M","B101","","PM-V1","CH21","","","2015-07-09"]
["10068153","MP","Pipette 5 mL","CH21/S400","Quality Control","P5000L","LE70861","GILSON (Schweiz) AG","","A1078","PROD GMP  APPR OAPP QAPP","2015-06-26","CH20A55050","2015-07-09","M","B101","","PM-V1","CH21","","","2015-07-09"]
["10068154","MP","Micropipette 200 µL","CH21/S400","Quality Control","P200L  PLASTIC","LE70495","GILSON (Schweiz) AG","","A1078","PROD GMP  APPR OAPP QAPP","2015-06-26","CH20A55050","2015-07-09","M","B101","","PM-V1","CH21","","","2015-07-09"]
["10068398","MP","Micropipette  2-20 µl","CH21/P101","Tech Biotech","CALIBRA  2-20 ΜL","25021049","SOCOREX ISBA S.A.","","A0129","PROD GMP  APPR OAPP QAPP","2015-07-01","CH20A54055","2015-09-01","M","B101","","PM-F","CH21","","","2015-09-01"]
["10068399","MP","Micropipette  2-20 µl","CH21/P101","Tech Biotech","CALIBRA  2-20 ΜL","25021048","SOCOREX ISBA S.A.","","A0129","PROD GMP  APPR OAPP QAPP","2015-07-01","CH20A54055","2015-09-01","M","B101","","PM-F","CH21","","","2015-09-01"]
["10068401","MP","Micropipette  2-20 µl","CH21/P101","Tech Biotech","CALIBRA  2-20 ΜL","25021046","SOCOREX ISBA S.A.","","A0129","PROD GMP  APPR OAPP QAPP","2015-07-01","CH20A54055","2015-09-01","M","B101","","PM-F","CH21","","","2015-09-01"]
["10068402","MP","Micropipette  20-200 µl","CH21/P101","Tech Biotech","CALIBRA  20-200 ΜL","24111054","SOCOREX ISBA S.A.","","A0129","PROD GMP  APPR OAPP QAPP","2015-07-01","CH20A54055","2015-09-01","M","B101","","PM-F","CH21","","","2015-09-01"]
["10068403","MP","Micropipette  20-200 µl","CH21/P101","Tech Biotech","CALIBRA  20-200 ΜL","24111055","SOCOREX ISBA S.A.","","A0129","PROD GMP  APPR OAPP QAPP","2015-07-01","CH20A54055","2015-09-01","M","B101","","PM-F","CH21","","","2015-09-01"]
["10068404","MP","Micropipette  20-200 µl","CH21/P101","Tech Biotech","CALIBRA  20-200 ΜL","24111056","SOCOREX ISBA S.A.","","A0129","PROD GMP  APPR OAPP QAPP","2015-07-01","CH20A54055","2015-09-01","M","B101","","PM-F","CH21","","","2015-09-01"]
["10068406","MP","Micropipette  20-200 µl","CH21/P101","Tech Biotech","CALIBRA  20-200 ΜL","24111058","SOCOREX ISBA S.A.","","B10116","PROD GMP  APPR OAPP QAPP","2015-07-01","CH20A54055","2015-09-01","M","B102","","PM-F","CH21","","","2015-09-01"]
["10068407","MP","Micropipette  20-200 µl","CH21/P101","Tech Biotech","CALIBRA  20-200 ΜL","24111059","SOCOREX ISBA S.A.","","B1034","PROD GMP  APPR OAPP QAPP","2015-07-01","CH20A54055","2015-09-01","M","B102","","PM-F","CH21","","","2015-09-01"]
["10068408","MP","Micropipette  20-200 µl","CH21/P101","Tech Biotech","CALIBRA  20-200 ΜL","24111060","SOCOREX ISBA S.A.","","A0129","PROD GMP  APPR OAPP QAPP","2015-07-01","CH20A54055","2015-09-01","M","B101","","PM-F","CH21","","","2015-09-01"]
["10068409","MP","Micropipette  20-200 µl","CH21/P101","Tech Biotech","CALIBRA  20-200 ΜL","24111061","SOCOREX ISBA S.A.","","A0129","PROD GMP  APPR OAPP QAPP","2015-07-01","CH20A54055","2015-09-01","M","B101","","PM-F","CH21","","","2015-09-01"]
["10068411","MP","Micropipette  20-200 µl","CH21/P101","Tech Biotech","CALIBRA  20-200 ΜL","24111063","SOCOREX ISBA S.A.","","A0129","PROD GMP  APPR OAPP QAPP","2015-07-01","CH20A54055","2015-09-01","M","B101","","PM-F","CH21","","","2015-09-01"]
["10068412","MP","Micropipette  100-1000 µl","CH21/P101","Tech Biotech","CALIBRA  100-1000 ΜL","25041034","SOCOREX ISBA S.A.","","B0148","PROD GMP  APPR OAPP QAPP","2015-07-01","CH20A54055","2015-09-01","M","B102","","PM-F","CH21","","","2015-09-01"]
["10068413","MP","Micropipette  100-1000 µl","CH21/P101","Tech Biotech","CALIBRA  100-1000 ΜL","25041036","SOCOREX ISBA S.A.","","B0148","PROD GMP  APPR OAPP QAPP","2015-07-01","CH20A54055","2015-09-01","M","B102","","PM-F","CH21","","","2015-09-01"]
["10068414","MP","Micropipette  100-1000 µl","CH21/P101","Tech Biotech","CALIBRA  100-1000 ΜL","25041037","SOCOREX ISBA S.A.","","A1023","PROD GMP  APPR OAPP QAPP","2015-07-01","CH20A54055","2015-09-01","M","B101","","PM-F","CH21","","","2015-09-01"]
["10068416","MP","Micropipette  100-1000 µl","CH21/P101","Tech Biotech","CALIBRA  100-1000 ΜL","25041039","SOCOREX ISBA S.A.","","B10116","PROD GMP  APPR OAPP QAPP","2015-07-01","CH20A54055","2015-09-01","M","B102","","PM-F","CH21","","","2015-09-01"]
["10068417","MP","Micropipette  100-1000 µl","CH21/P101","Tech Biotech","CALIBRA  100-1000 ΜL","25041040","SOCOREX ISBA S.A.","","A0129","PROD GMP  APPR OAPP QAPP","2015-07-01","CH20A54055","2015-09-01","M","B101","","PM-F","CH21","","","2015-09-01"]
["10068419","MP","Micropipette  100-1000 µl","CH21/P101","Tech Biotech","CALIBRA  100-1000 ΜL","25041042","SOCOREX ISBA S.A.","","A0129","PROD GMP  APPR OAPP QAPP","2015-07-01","CH20A54055","2015-09-01","M","B101","","PM-F","CH21","","","2015-09-01"]
["10068420","MP","Micropipette  100-1000 µl","CH21/P101","Tech Biotech","CALIBRA  100-1000 ΜL","25041043","SOCOREX ISBA S.A.","","A0129","PROD GMP  APPR OAPP QAPP","2015-07-01","CH20A54055","2015-09-01","M","B101","","PM-F","CH21","","","2015-09-01"]
["10068421","MP","Micropipette  100-1000 µl","CH21/P101","Tech Biotech","CALIBRA  100-1000 ΜL","25041044","SOCOREX ISBA S.A.","","B10105","PROD GMP  APPR OAPP QAPP","2015-07-01","CH20A54055","2015-09-01","M","B102","","PM-F","CH21","","","2015-09-01"]
["10068422","MP","Micropipette  1-10 ml","CH21/P101","Tech Biotech","CALIBRA  1-10 ML","25051003","SOCOREX ISBA S.A.","","A0129","PROD GMP  APPR OAPP QAPP","2015-07-01","CH20A54055","2015-09-01","M","B101","","PM-F","CH21","","","2015-09-01"]
["10068424","MP","Micropipette  1-10 ml","CH21/P101","Tech Biotech","CALIBRA  1-10 ML","25051005","SOCOREX ISBA S.A.","","A0129","PROD GMP  APPR OAPP QAPP","2015-07-01","CH20A54055","2015-09-01","M","B101","","PM-F","CH21","","","2015-09-01"]
["10068425","MP","Micropipette  1-10 ml","CH21/P101","Tech Biotech","CALIBRA  1-10 ML","25051006","SOCOREX ISBA S.A.","","A0129","PROD GMP  APPR OAPP QAPP","2015-07-01","CH20A54055","2015-09-01","M","B101","","PM-F","CH21","","","2015-09-01"]
["10068426","MP","Micropipette  1-10 ml","CH21/P101","Tech Biotech","CALIBRA  1-10 ML","25051007","SOCOREX ISBA S.A.","","A0129","PROD GMP  APPR OAPP QAPP","2015-07-01","CH20A54055","2015-09-01","M","B101","","PM-F","CH21","","","2015-09-01"]
["10068878","MP","Pipette  REPETMAN","CH21/S400","Quality Control","F164501  REPETMAN","10M84334","GILSON (Schweiz) AG","","A1093","STO  GMP  APPR OAPP QAPP","2015-11-24","CH20A55050","2015-11-24","M","B101","","PM-V1","CH21","","","2015-11-24"]
["10068916","MP","Micropipette  2-20ul","CH21/S400","Quality Control","P20L","LK70276","GILSON (Schweiz) AG","","A1044","PROD GMP  APPR OAPP QAPP","2015-11-06","CH20A55050","2015-12-02","M","B101","","PM-V1","CH21","","","2015-12-07"]
["10068917","MP","Micropipette  2-20ul","CH21/S400","Quality Control","P20L","LK70277","GILSON (Schweiz) AG","","A1044","PROD GMP  APPR OAPP QAPP","2015-11-06","CH20A55050","2015-12-02","M","B101","","PM-V1","CH21","","","2015-12-07"]
["10068919","MP","Micropipette  500-5000 ul","CH21/S400","Quality Control","P5000L","LJ73096","GILSON (Schweiz) AG","","A1044","PROD GMP  APPR OAPP QAPP","2015-11-06","CH20A55050","2015-12-02","M","B101","","PM-V1","CH21","","","2015-12-07"]
["10068932","MP","Multipipette  REPETMAN","CH21/S400","Quality Control","LP8X200L FA10011","LA73353","GILSON (Schweiz) AG","","A1093","PROD GMP  APPR OAPP QAPP","2015-12-04","CH20A55050","2015-12-04","M","B101","","PM-V1","CH21","","","2015-12-04"]
["10069013","MP","Pipette multichannel","CH21/S400","Quality Control","P8X1200M/F81020","LM14214","GILSON (Schweiz) AG","","A1093","STO  GMP  APPR OAPP QAPP","2015-12-21","CH20A55050","2015-12-21","M","B101","","PM-V1","CH21","","","2015-12-21"]
["10069427","MP","Micropipette  100-1000ul","CH21/P150","Zone  IPC Biotechnologie","RESEARCH PLUS VARIABLE","N26338E","VAUDAUX-EPPENDORF AG.","","A1020","PROD GMP  APPR OAPP QAPP","2016-01-28","CH20A54055","2016-03-08","M","B101","","PM-V4","CH21","","","2016-04-30"]
["10069441","MP","Micropipette  20-200ul","CH21/P150","Zone  IPC Biotechnologie","RESEARCH PLUS VARIABLE","J17946E","VAUDAUX-EPPENDORF AG.","","A1020","PROD GMP  APPR OAPP QAPP","2016-01-28","CH20A54055","2016-03-09","M","B101","","PM-V4","CH21","","","2016-04-30"]
["10069442","MP","Micropipette  2-20ul","CH21/P150","Zone  IPC Biotechnologie","RESEARCH PLUS VARIABLE","H29298E","VAUDAUX-EPPENDORF AG.","","A1020","PROD GMP  APPR OAPP QAPP","2016-01-28","CH20A54055","2016-03-09","M","B101","","PM-V4","CH21","","","2016-04-30"]
["10069443","MP","Micropipette  2 - 20ul","CH21/P150","Zone  IPC Biotechnologie","RESEARCH PLUS VARIABLE","H29348E","VAUDAUX-EPPENDORF AG.","","A1020","PROD GMP  APPR OAPP QAPP","2016-01-28","CH20A54055","2016-03-09","M","B101","","PM-V4","CH21","","","2016-04-30"]
["10069444","MP","Micropipette  0,5 -10ul","CH21/P150","Zone  IPC Biotechnologie","RESEARCH PLUS VARIABLE","R28902E","VAUDAUX-EPPENDORF AG.","","A1020","PROD GMP  APPR OAPP QAPP","2016-01-28","CH20A54055","2016-03-09","M","B101","","PM-V4","CH21","","","2016-04-30"]
["10069446","MP","Micropipette  20-200ul","CH21/P150","Zone  IPC Biotechnologie","RESEARCH PLUS VARIABLE","J18150E","VAUDAUX-EPPENDORF AG.","","A1020","PROD GMP  APPR OAPP QAPP","2016-01-28","CH20A54055","2016-03-09","M","B101","","PM-V4","CH21","","","2016-04-30"]
["10070136","MP","Micropipette  100ul","CH21/P150","Zone  IPC Biotechnologie","RESEARCH PLUS VARIABLE","G40217D","VAUDAUX-EPPENDORF AG.","","A1020","PROD GMP  APPR OAPP QAPP","2016-01-01","CH20A54055","2016-05-25","M","B101","","PM-V4","CH21","","","2016-05-25"]
["10070636","MP","Pipette PIPETMAN","CH21/S400","Quality Control","PIPETMAN P100M-F81013","MG14281","GILSON (Schweiz) AG","","A1093","PROD GMP  APPR OAPP QAPP","2016-09-01","CH20A55050","2016-09-29","M","B101","","PM-V1","CH21","","","2016-09-29"]
["10070899","MP","Micropipette  1000 ul","CH21/S400","Quality Control","P1000L STAINLESS STEEL","ML73232","GILSON (Schweiz) AG","","A1044","PROD GMP  APPR OAPP QAPP","2016-11-03","CH20A55050","2016-11-18","M","B101","","PM-V1","CH21","","","2016-11-17"]
["10071248","MP","Multipipette","CH21/S400","Quality Control","MULTIPIPETTE M4","N18920F","EPPENDORF","","A1044","PROD GMP  APPR OAPP QAPP","2016-11-21","CH20A55050","2016-12-22","M","B101","","PM-V1","CH21","","","2017-01-01"]
["10071249","MP","Multipipette","CH21/S400","Quality Control","MULTIPIPETTE M4","N18721F","EPPENDORF","","A1044","PROD GMP  APPR OAPP QAPP","2016-11-21","CH20A55050","2016-12-22","M","B101","","PM-V1","CH21","","","2017-01-01"]
["10071252","MP","Micropipette  Microman 1000 ul","CH21/S400","Quality Control","M1000E","ML05348","GILSON (Schweiz) AG","","A1044","PROD GMP  APPR OAPP QAPP","2016-12-14","CH20A55050","2016-12-22","M","B101","","PM-V1","CH21","","","2017-01-01"]
["10073725","MP","Dispensette 1-10ml","CH21/P101","Tech Biotech","CALIBREX 1-10 ML","27091225","SOCOREX ISBA S.A.","","A0129","PROD GMP  APPR OAPP QAPP","2017-10-01","CH20A54055","2017-10-11","M","B101","","PM-V4","CH21","","","2017-10-01"]
["10073726","MP","Dispensette 1-10ml","CH21/P101","Tech Biotech","CALIBREX 1-10 ML","27091226","SOCOREX ISBA S.A.","","A0129","PROD GMP  APPR OAPP QAPP","2017-10-01","CH20A54055","2017-10-11","M","B101","","PM-V4","CH21","","","2017-10-01"]
["10073727","MP","Dispensette 1-10ml","CH21/P101","Tech Biotech","CALIBREX 1-10 ML","27091227","SOCOREX ISBA S.A.","","A0129","PROD GMP  APPR OAPP QAPP","2017-10-01","CH20A54055","2017-10-11","M","B101","","PM-V4","CH21","","","2017-10-01"]
["10073746","MP","Dispensette 1-10ml","CH21/P101","Tech Biotech","CALIBREX 1-10 ML","27091229","SOCOREX ISBA S.A.","","A0129","PROD GMP  APPR OAPP QAPP","2017-10-01","CH20A54055","2017-10-12","M","B101","","PM-V4","CH21","","","2017-10-01"]
["10073752","MP","Micropipette","CH21/P101","Tech Biotech","CALIBREX 0,1-1 ML","27051042","SOCOREX ISBA S.A.","","A0129","PROD GMP  APPR OAPP QAPP","2017-10-01","CH20A54055","2017-10-13","M","B101","","PM-V4","CH21","","","2017-10-01"]
["10073754","MP","Micropipette","CH21/P101","Tech Biotech","CALIBREX 0,1-1 ML","27051044","SOCOREX ISBA S.A.","","A0129","PROD GMP  APPR OAPP QAPP","2017-10-01","CH20A54055","2017-10-13","M","B101","","PM-V4","CH21","","","2017-10-01"]
["10073755","MP","Micropipette","CH21/P101","Tech Biotech","CALIBREX 0,1-1 ML","27051045","SOCOREX ISBA S.A.","","A0129","PROD GMP  APPR OAPP QAPP","2017-10-01","CH20A54055","2017-10-13","M","B101","","PM-V4","CH21","","","2017-10-01"]
["10073756","MP","Micropipette","CH21/P101","Tech Biotech","CALIBREX 0,1-1 ML","27051047","SOCOREX ISBA S.A.","","A0129","PROD GMP  APPR OAPP QAPP","2017-10-01","CH20A54055","2017-10-13","M","B101","","PM-V4","CH21","","","2017-10-01"]
["10073757","MP","Micropipette","CH21/P101","Tech Biotech","CALIBREX 0,1-1 ML","27051048","SOCOREX ISBA S.A.","","A0129","PROD GMP  APPR OAPP QAPP","2017-10-01","CH20A54055","2017-10-13","M","B101","","PM-V4","CH21","","","2017-10-01"]
["10073759","MP","Micropipette","CH21/P101","Tech Biotech","CALIBREX 0,1-1 ML","27051002","SOCOREX ISBA S.A.","","A0129","PROD GMP  APPR OAPP QAPP","2017-10-01","CH20A54055","2017-10-13","M","B101","","PM-V4","CH21","","","2017-10-01"]
["10073760","MP","Micropipette","CH21/P101","Tech Biotech","CALIBREX 0,1-1 ML","27051003","SOCOREX ISBA S.A.","","A0129","PROD GMP  APPR OAPP QAPP","2017-10-01","CH20A54055","2017-10-13","M","B101","","PM-V4","CH21","","","2017-10-01"]
["10073761","MP","Micropipette","CH21/P101","Tech Biotech","CALIBREX 0,1-1 ML","27051004","SOCOREX ISBA S.A.","","A0129","PROD GMP  APPR OAPP QAPP","2017-10-01","CH20A54055","2017-10-13","M","B101","","PM-V4","CH21","","","2017-10-01"]
["10074389","MP","Micropipette","CH21/P101","Tech Biotech","EP RESEARCH PLUS V10","L47221G","EPPENDORF","","A1020","PROD GMP  APPR OAPP QAPP","2017-10-01","CH20A54055","2017-12-13","M","B101","","PM-V4","CH21","","","2017-10-01"]
["10074391","MP","Micropipette","CH21/P101","Tech Biotech","EP RESEARCH PLUS V10","L47115G","EPPENDORF","","A1020","PROD GMP  APPR OAPP QAPP","2017-10-01","CH20A54055","2017-12-13","M","B101","","PM-V4","CH21","","","2017-10-01"]
["10074392","MP","Micropipette","CH21/P101","Tech Biotech","EP RESEARCH PLUS V20","M15642G","EPPENDORF","","A1020","PROD GMP  APPR OAPP QAPP","2017-10-01","CH20A54055","2017-12-13","M","B101","","PM-V4","CH21","","","2017-10-01"]
["10074394","MP","Micropipette","CH21/P101","Tech Biotech","EP RESEARCH PLUS V20","M15637G","EPPENDORF","","A1020","PROD GMP  APPR OAPP QAPP","2017-10-01","CH20A54055","2017-12-13","M","B101","","PM-V4","CH21","","","2017-10-01"]
["10074395","MP","Micropipette","CH21/P101","Tech Biotech","EP RESEARCH PLUS V100","L31762G","EPPENDORF","","A1020","PROD GMP  APPR OAPP QAPP","2017-10-01","CH20A54055","2017-12-13","M","B101","","PM-V4","CH21","","","2017-10-01"]
["10074396","MP","Micropipette","CH21/P101","Tech Biotech","EP RESEARCH PLUS V100","L31892G","EPPENDORF","","A1020","PROD GMP  APPR OAPP QAPP","2017-10-01","CH20A54055","2017-12-13","M","B101","","PM-V4","CH21","","","2017-10-01"]
["10074397","MP","Micropipette","CH21/P101","Tech Biotech","EP RESEARCH PLUS V100","L31803G","EPPENDORF","","A1020","PROD GMP  APPR OAPP QAPP","2017-10-01","CH20A54055","2017-12-13","M","B101","","PM-V4","CH21","","","2017-10-01"]
["10074399","MP","Micropipette","CH21/P101","Tech Biotech","EP RESEARCH PLUS V200","O25824G","EPPENDORF","","A1020","PROD GMP  APPR OAPP QAPP","2017-10-01","CH20A54055","2017-12-13","M","B101","","PM-V4","CH21","","","2017-10-01"]
["10074400","MP","Micropipette","CH21/P101","Tech Biotech","EP RESEARCH PLUS V200","O25943G","EPPENDORF","","A1020","PROD GMP  APPR OAPP QAPP","2017-10-01","CH20A54055","2017-12-13","M","B101","","PM-V4","CH21","","","2017-10-01"]
["10074401","MP","Micropipette","CH21/P101","Tech Biotech","EP RESEARCH PLUS V1000","L36846G","EPPENDORF","","A1020","PROD GMP  APPR OAPP QAPP","2017-10-01","CH20A54055","2017-12-13","M","B101","","PM-V4","CH21","","","2017-10-01"]
["10074402","MP","Micropipette","CH21/P101","Tech Biotech","EP RESEARCH PLUS V1000","L35950G","EPPENDORF","","A1020","PROD GMP  APPR OAPP QAPP","2017-10-01","CH20A54055","2017-12-13","M","B101","","PM-V4","CH21","","","2017-10-01"]
["10074937","MP","Micropipette","CH21/S400","Quality Control","CALIBRA 822 2-20UL","26091001","SOCOREX ISBA S.A.","","A01044","PROD GMP  APPR OAPP QAPP","2017-12-18","CH20A55050","2018-01-12","M","B101","","PM-V2","CH21","","","2018-01-08"]
["10074938","MP","Micropipette","CH21/S400","Quality Control","CALIBRA 822 2-20UL","26091005","SOCOREX ISBA S.A.","","A01044","PROD GMP  APPR OAPP QAPP","2017-12-18","CH20A55050","2018-01-12","M","B101","","PM-V2","CH21","","","2018-01-08"]
["10074939","MP","Micropipette","CH21/S400","Quality Control","CALIBRA 822 2-20UL","26091004","SOCOREX ISBA S.A.","","A01044","PROD GMP  APPR OAPP QAPP","2017-12-18","CH20A55050","2018-01-12","M","B101","","PM-V2","CH21","","","2018-01-08"]
["10074940","MP","Micropipette","CH21/S400","Quality Control","CALIBRA 822 2-20UL","27101057","SOCOREX ISBA S.A.","","A01044","PROD GMP  APPR OAPP QAPP","2017-12-18","CH20A55050","2018-01-12","M","B101","","PM-V2","CH21","","","2018-01-08"]
["10074942","MP","Micropipette","CH21/S400","Quality Control","CALIBRA 822 2-20UL","27061066","SOCOREX ISBA S.A.","","A01044","PROD GMP  APPR OAPP QAPP","2017-12-18","CH20A55050","2018-01-12","M","B101","","PM-V2","CH21","","","2018-01-08"]
["10074943","MP","Micropipette","CH21/S400","Quality Control","CALIBRA 822 2-20UL","27061065","SOCOREX ISBA S.A.","","A01044","PROD GMP  APPR OAPP QAPP","2017-12-18","CH20A55050","2018-01-12","M","B101","","PM-V2","CH21","","","2018-01-08"]
["10074945","MP","Micropipette","CH21/S400","Quality Control","CALIBRA 822 2-20UL","27061040","SOCOREX ISBA S.A.","","A01044","PROD GMP  APPR OAPP QAPP","2017-12-18","CH20A55050","2018-01-12","M","B101","","PM-V2","CH21","","","2018-01-08"]
["10074946","MP","Micropipette","CH21/S400","Quality Control","CALIBRA 822 2-20UL","27061006","SOCOREX ISBA S.A.","","A01044","PROD GMP  APPR OAPP QAPP","2017-12-18","CH20A55050","2018-01-12","M","B101","","PM-V2","CH21","","","2018-01-08"]
["10074947","MP","Micropipette","CH21/S400","Quality Control","CALIBRA 822 2-20UL","27061008","SOCOREX ISBA S.A.","","A01044","PROD GMP  APPR OAPP QAPP","2017-12-18","CH20A55050","2018-01-12","M","B101","","PM-V2","CH21","","","2018-01-08"]
["10074948","MP","Micropipette","CH21/S400","Quality Control","CALIBRA 822 2-20UL","27061007","SOCOREX ISBA S.A.","","A01044","PROD GMP  APPR OAPP QAPP","2017-12-18","CH20A55050","2018-01-12","M","B101","","PM-V2","CH21","","","2018-01-08"]
["10074950","MP","Micropipette","CH21/S400","Quality Control","CALIBRA 822 2-20UL","27101002","SOCOREX ISBA S.A.","","A01044","PROD GMP  APPR OAPP QAPP","2017-12-18","CH20A55050","2018-01-12","M","B101","","PM-V2","CH21","","","2018-01-08"]
["10074951","MP","Micropipette","CH21/S400","Quality Control","CALIBRA 822 2-20UL","27101001","SOCOREX ISBA S.A.","","A01044","PROD GMP  APPR OAPP QAPP","2017-12-18","CH20A55050","2018-01-12","M","B101","","PM-V2","CH21","","","2018-01-08"]
["10074952","MP","Micropipette","CH21/S400","Quality Control","CALIBRA 822 2-20UL","27101018","SOCOREX ISBA S.A.","","A01044","PROD GMP  APPR OAPP QAPP","2017-12-18","CH20A55050","2018-01-12","M","B101","","PM-V2","CH21","","","2018-01-08"]
["10074953","MP","Micropipette","CH21/S400","Quality Control","CALIBRA 822 2-20UL","27001017","SOCOREX ISBA S.A.","","A01044","PROD GMP  APPR OAPP QAPP","2017-12-18","CH20A55050","2018-01-12","M","B101","","PM-V2","CH21","","","2018-01-08"]
["10074955","MP","Micropipette","CH21/S400","Quality Control","CALIBRA 822 2-20UL","27101015","SOCOREX ISBA S.A.","","A01044","PROD GMP  APPR OAPP QAPP","2017-12-18","CH20A55050","2018-01-12","M","B101","","PM-V2","CH21","","","2018-01-08"]
["10074956","MP","Micropipette","CH21/S400","Quality Control","CALIBRA 822 2-20UL","27101014","SOCOREX ISBA S.A.","","A01044","PROD GMP  APPR OAPP QAPP","2017-12-18","CH20A55050","2018-01-12","M","B101","","PM-V2","CH21","","","2018-01-08"]
["10074958","MP","Micropipette","CH21/S400","Quality Control","CALIBRA 822 2-20UL","27101011","SOCOREX ISBA S.A.","","A01044","PROD GMP  APPR OAPP QAPP","2017-12-18","CH20A55050","2018-01-12","M","B101","","PM-V2","CH21","","","2018-01-08"]
["10074959","MP","Micropipette","CH21/S400","Quality Control","CALIBRA 822 2-20UL","27101010","SOCOREX ISBA S.A.","","A01044","PROD GMP  APPR OAPP QAPP","2017-12-18","CH20A55050","2018-01-12","M","B101","","PM-V2","CH21","","","2018-01-08"]
["10074960","MP","Micropipette","CH21/S400","Quality Control","CALIBRA 822 2-20UL","27101004","SOCOREX ISBA S.A.","","A01044","PROD GMP  APPR OAPP QAPP","2017-12-18","CH20A55050","2018-01-12","M","B101","","PM-V2","CH21","","","2018-01-08"]
["10074961","MP","Pipette","CH21/S400","Quality Control","PIPETMAN 100-1000UL","MN72315","GILSON (Schweiz) AG","","A1044","PROD GMP  APPR OAPP QAPP","2017-01-12","CH20A55050","2018-01-12","M","B101","","PM-V2","CH21","","","2018-01-08"]
["10074963","MP","Pipette","CH21/S400","Quality Control","PIPETMAN 20-200UL","MN72873","GILSON (Schweiz) AG","","A1044","PROD GMP  APPR OAPP QAPP","2017-01-12","CH20A55050","2018-01-12","M","B101","","PM-V2","CH21","","","2018-01-08"]
["10000418","MP04FT001","FILTRE","CH21/P300/____MP04/FT001","FILTRE","","","BAUSCH + STROEBEL","","B0044","PROD GMP  APPR OAPP QAPP","1989-01-01","CH20A54057","2010-09-10","M","B102","","PM-D1","CH21","","","2010-09-10"]
["10000569","MP04FT002","FILTRE","CH21/P300/____MP04/FT002","FILTRE","","","BAUSCH + STROEBEL","","B0044","PROD GMP  APPR OAPP QAPP","1989-01-01","CH20A54057","2010-09-10","M","B102","","PM-D1","CH21","","","2010-09-10"]
["10002190","MP14","MICROPIPETTE","CH21/P300","Pharmaceutical dry forms","1-10ML CALIBRA","0831574","SOCOREX","","B00","PROD APPR OAPP QAPP","1996-11-01","CH20A54057","2010-09-10","M","B102","","PM-D1","CH21","","","2010-09-10"]
["10001411","MP189","Micropipette 5000ul","CH21/S400","Quality Control","L-5000","K0846214A","METTLER-TOLEDO (SCHWEIZ) AG","","A10","PROD GMP  APPR OAPP QAPP","2009-09-01","CH20A55050","2010-09-10","M","B101","","PM-V1","CH21","","","2010-09-10"]
["10001410","MP190","Micropipette 5000ul","CH21/P150","Zone  IPC Biotechnologie","L-5000","K0846235A","METTLER-TOLEDO (SCHWEIZ) AG","","A1020","PROD GMP  APPR OAPP QAPP","2009-09-01","CH20A54055","2010-09-10","M","B101","","PM-V4","CH21","","","2010-09-10"]
["10001405","MP195","Pipette","CH21/S400","Quality Control","PIPETMAN","J85 1186 1","GILSON (Schweiz) AG","","A0152","PROD APPR OAPP QAPP","2009-09-01","CH20A55050","2010-09-10","M","B101","","PM-V1","CH21","","","2010-09-10"]
["10001404","MP196","Pipette","CH21/S400","Quality Control","PIPETMAN","G 17789 M","GILSON (Schweiz) AG","","A0152","PROD APPR OAPP QAPP","2009-09-01","CH20A55050","2010-09-10","M","B101","","PM-V1","CH21","","","2010-09-10"]
["10001403","MP197","Pipette","CH21/S400","Quality Control","PIPETMAN","K 23036 H","GILSON (Schweiz) AG","","A0152","PROD APPR OAPP QAPP","2009-09-01","CH20A55050","2010-09-10","M","B101","","PM-V1","CH21","","","2010-09-10"]
["10001400","MP198","Pipette 100-1000ul","CH21/S400","Quality Control","SOCOREX","06061770","SOCOREX ISBA S.A.","","A10..","OUT  GMP  APPR OAPP QAPP","2009-09-01","CH20A55050","2010-09-10","M","B101","","PM-V1","CH21","","","2010-09-10"]
["10002184","MP21","MICROPIPETTE","CH21/P300","Pharmaceutical dry forms","1-10ML CALIBRA","06091194","SOCOREX","","A1015","PROD APPR OAPP QAPP","1997-01-01","CH20A54057","2010-09-10","M","B101","","PM-D1","CH21","","","2010-09-10"]
["10001362","MP230","Pipette multi (eppendorf)","CH21/S400","Quality Control","EPPENDORF MULTI PLUS","1926815","SOCOREX ISBA S.A.","","A10","PROD GMP  APPR OAPP QAPP","2009-09-01","CH20A55050","2010-09-10","M","B101","","PM-V2","CH21","","","2010-09-10"]
["10001361","MP231","Pipette multi (eppendorf)","CH21/S400","Quality Control","EPPENDORF MULTI PLUS","2709894","SOCOREX ISBA S.A.","","A10","PROD GMP  APPR OAPP QAPP","2009-09-01","CH20A55050","2010-09-10","M","B101","","PM-V2","CH21","","","2010-09-10"]
["10001353","MP239","Pipette 100-1000 ul","CH21/S400","Quality Control","SOCOREX","020095","SOCOREX ISBA S.A.","","A10","PROD GMP  APPR OAPP QAPP","2009-09-01","CH20A55050","2010-09-10","M","B101","","PM-V2","CH21","","","2010-09-10"]
["10000081","MP25","MP25  MACHINE A REMPLIR AFV8010","CH21/P302/____MP25","MACHINE A REMPLIR AFV8010","AFV8010","51076","BAUSCH + STROEBEL","SMF_FDF_2","M0012","PROD GMP  BUS  APPR OAPP QAPP","1999-07-01","CH20A54057","2010-09-10","M","B103","","PM-D1","CH21","","","2010-10-05"]
["10001335","MP257","Pipette 1-10 ul","CH21/S400","Quality Control","SOCOREX","10112732","SOCOREX ISBA S.A.","","A10","PROD GMP  APPR OAPP QAPP","2009-09-01","CH20A55050","2010-09-10","M","B101","","PM-V2","CH21","","","2010-09-10"]
["10001330","MP262","Pipette 1-10 ul","CH21/S400","Quality Control","GILSON M10","S12567M","SOCOREX ISBA S.A.","","A10","PROD GMP  APPR OAPP QAPP","2009-09-01","CH20A55050","2010-09-10","M","B101","","PM-V2","CH21","","","2010-09-10"]
["10000097","MP269","Multipipette Eppendorf","CH21/P150","Zone  IPC Biotechnologie","MULTIPIPETTE +","2867079","VAUDAUX-EPPENDORF AG.","","A1020","PROD GMP  BUS  APPR OAPP QAPP","2010-02-05","CH20A54055","2010-09-10","M","B101","","PM-V4","CH21","","","2010-09-10"]
["10001279","MP274","Pipette multi (eppendorf)","CH21/S400","Quality Control","EPPENDORF MULTI PLUS","4931399","EPPENDORF","","A10","PROD GMP  APPR OAPP QAPP","1990-01-01","CH20A55050","2010-09-10","M","B101","","PM-V2","CH21","","","2010-09-10"]
["10001278","MP275","Pipette multi (eppendorf)","CH21/S400","Quality Control","EPPENDORF MULTI PLUS","2867089","EPPENDORF","","A10","PROD GMP  APPR OAPP QAPP","1990-01-01","CH20A55050","2010-09-10","M","B101","","PM-V2","CH21","","","2010-09-10"]
["10000070","MP32","Machine à remplir les seringues","CH21/P305","Pharmaceutical - ligne 5","DFVN2000","5614","GRONINGER & C0.GMBH","","B0044","PROD GMP  BUS  APPR OAPP QAPP","2002-12-01","CH20A54057","2010-09-10","M","B102","","PM-D1","CH21","","","2010-09-10"]
["10043980","MP321","Pipette multidoses","CH21/S400","Quality Control","MULTIPETTE PLUS","1814499","EPPENDORF","","A10","PROD GMP  APPR OAPP QAPP","2009-01-01","CH20A55050","2011-02-03","M","B101","","PM-V2","CH21","","","2009-01-01"]
["10068789","MP323","MP323  Machine à remplir /capsuler vials","CH21/P305","Pharmaceutical - ligne 5","FVF5060","30255","BAUSCH + STROEBEL","","B0044","PROD GMP  BUS  APPR OAPP QAPP","2015-11-16","CH20A54057","2015-11-16","M","B102","","PM-D1","CH21","","","2017-11-06"]
["10079241","MP324","MP324  Machine à remplir /capsuler","","","","","","","","CON  GMP  EHS  BUS  NAPP",null,"","2018-08-27","M","","","","CH21","","","2018-08-01"]
["10079827","MP326","MP326 Micropipette Digital 822","CH21/S400","Quality Control","CALIBRA 822","28081001","SOCOREX ISBA S.A.","","A1044","PROD GMP  APPR OAPP QAPP","2018-08-01","CH20A55050","2018-10-15","M","B101","","PM-V2","CH21","","","2018-09-30"]
["10079828","MP327","MP327 Micropipette Acura 825","CH21/S400","Quality Control","ACURA 825","28061631","SOCOREX ISBA S.A.","","A1044","PROD GMP  APPR OAPP QAPP","2018-08-01","CH20A55050","2018-10-15","M","B101","","PM-V2","CH21","","","2018-09-30"]
["10079830","MP329","MP329 Micropipette Acura 825","CH21/S400","Quality Control","ACURA 825","28061629","SOCOREX ISBA S.A.","","A1044","PROD GMP  APPR OAPP QAPP","2018-08-01","CH20A55050","2018-10-15","M","B101","","PM-V2","CH21","","","2018-09-30"]
["10000067","MP33","Machine remplir/bouchonner seringues","CH21/P303/____MP33","Remplisseuse - bouchonneuse seringues","DFVN5000","","GRONINGER & C0.GMBH","","B00103","PROD GMP  BUS  APPR OAPP QAPP","2003-12-01","CH20A54057","2010-09-10","M","B102","","PM-D1","CH21","","","2010-09-10"]
["10079832","MP330","MP330 Micropipette Calibra 822","CH21/S400","Quality Control","CALIBRA 822","28031100","SOCOREX ISBA S.A.","","A1044","PROD GMP  APPR OAPP QAPP","2018-08-01","CH20A55050","2018-10-16","M","B101","","PM-V2","CH21","","","2018-09-30"]
["10079833","MP331","MP331 Micropipette Calibra 822","CH21/S400","Quality Control","CALIBRA 822","28031099","SOCOREX ISBA S.A.","","A1044","PROD GMP  APPR OAPP QAPP","2018-08-01","CH20A55050","2018-10-16","M","B101","","PM-V2","CH21","","","2018-09-30"]
["10079835","MP333","MP333 Micropipette Calibra 822","CH21/S400","Quality Control","CALIBRA 822","28031021","SOCOREX ISBA S.A.","","A1044","PROD GMP  APPR OAPP QAPP","2018-08-01","CH20A55050","2018-10-16","M","B101","","PM-V2","CH21","","","2018-09-30"]
["10079836","MP334","MP334 Micropipette Digital 832","CH21/S400","Quality Control","DIGITAL 832","28021062","SOCOREX ISBA S.A.","","A1044","PROD GMP  APPR OAPP QAPP","2018-08-01","CH20A55050","2018-10-16","M","B101","","PM-V2","CH21","","","2018-09-30"]
["10079837","MP335","MP335 Micropipette Digital 832","CH21/S400","Quality Control","DIGITAL 832","28021061","SOCOREX ISBA S.A.","","A1044","PROD GMP  APPR OAPP QAPP","2018-08-01","CH20A55050","2018-10-16","M","B101","","PM-V2","CH21","","","2018-09-30"]
["10079838","MP336","MP336 Micropipette Digital 822","CH21/S400","Quality Control","DIGITAL 822","28021020","SOCOREX ISBA S.A.","","A1044","PROD GMP  APPR OAPP QAPP","2018-08-01","CH20A55050","2018-10-16","M","B101","","PM-V2","CH21","","","2018-09-30"]
["10079841","MP338","MP338 Micropipette Digital 822","CH21/S400","Quality Control","DIGITAL 822","28021018","SOCOREX ISBA S.A.","","A1044","PROD GMP  APPR OAPP QAPP","2018-08-01","CH20A55050","2018-10-16","M","B101","","PM-V2","CH21","","","2018-09-30"]
["10079842","MP339","MP339 Micropipette Digital 822","CH21/S400","Quality Control","DIGITAL 822","28021017","SOCOREX ISBA S.A.","","A1044","PROD GMP  APPR OAPP QAPP","2018-08-01","CH20A55050","2018-10-16","M","B101","","PM-V2","CH21","","","2018-09-30"]
["10079844","MP341","MP341 Micropipette Acura 825","CH21/S400","Quality Control","ACURA 825","28011030","SOCOREX ISBA S.A.","","A1044","PROD GMP  APPR OAPP QAPP","2018-08-01","CH20A55050","2018-10-16","M","B101","","PM-V2","CH21","","","2018-09-30"]
["10079845","MP342","MP342 Micropipette Acura 825","CH21/S400","Quality Control","ACURA 825","28011029","SOCOREX ISBA S.A.","","A1044","PROD GMP  APPR OAPP QAPP","2018-08-01","CH20A55050","2018-10-16","M","B101","","PM-V2","CH21","","","2018-09-30"]
["10079846","MP343","MP343 Micropipette Acura 825","CH21/S400","Quality Control","ACURA 825","28011028","SOCOREX ISBA S.A.","","A1044","PROD GMP  APPR OAPP QAPP","2018-08-01","CH20A55050","2018-10-16","M","B101","","PM-V2","CH21","","","2018-09-30"]
["10079847","MP344","MP344 Multipipette M4","CH21/S400","Quality Control","MULTIPETTE M4","R15423G","EPPENDORF","","A1044","PROD GMP  APPR OAPP QAPP","2018-08-01","CH20A55050","2018-10-16","M","B101","","PM-V2","CH21","","","2018-09-30"]
["10079849","MP346","MP346 Multipipette M4","CH21/S400","Quality Control","MULTIPETTE M4","R15416G","EPPENDORF","","A1044","PROD GMP  APPR OAPP QAPP","2018-08-01","CH20A55050","2018-10-16","M","B101","","PM-V2","CH21","","","2018-09-30"]
["10079850","MP347","MP347 Multipipette M4","CH21/S400","Quality Control","MULTIPETTE M4","R15389G","EPPENDORF","","A1044","PROD GMP  APPR OAPP QAPP","2018-08-01","CH20A55050","2018-10-16","M","B101","","PM-V2","CH21","","","2018-09-30"]
["10079851","MP348","MP348 Multipipette M4","CH21/S400","Quality Control","MULTIPETTE M4","R15373G","EPPENDORF","","A1044","PROD GMP  APPR OAPP QAPP","2018-08-01","CH20A55050","2018-10-16","M","B101","","PM-V2","CH21","","","2018-09-30"]
["10079852","MP349","MP349 Multipipette M4","CH21/S400","Quality Control","MULTIPETTE M4","R15353G","EPPENDORF","","A1044","PROD GMP  APPR OAPP QAPP","2018-08-01","CH20A55050","2018-10-16","M","B101","","PM-V2","CH21","","","2018-09-30"]
["10041012","MX08","MX08     Mireuse visuelle","CH21/P304","Contrôle Visuel FDF","A35","Y1113","BREVETTI C.E.A. SPA","SMF_CV","S2022","PROD GMP  BUS  APPR OAPP QAPP","2012-03-01","CH20A54057","2010-10-07","M","B108","","PM-C4","CH21","","","2012-03-01"]
["10043983","MX09","Caméra rapide FESTO","CH21/S200","Technical services","SBOA-M-SYSTAINER","541398 B1022231","FESTO SA","","H1-X/I","PROD APPR OAPP QAPP","2011-01-18","CH20A54052","2011-02-03","M","B105","","PM-C4","CH21","","","2011-02-03"]
["10061437","MX10","MX10  Mireuse auto. Flacons lyophilisés","CH21/P304","Contrôle Visuel FDF","","","","","B00","CON  GMP  BUS  NAPP",null,"CH20A54057","2013-04-11","M","B102","","PM-C4","CH21","",""]
["10068047","MX11","MX11   Caméra sécurité système transport","CH21/P306/___MP308","Machine à remplir MP308","VSXF105M03W10EP","00690815","BAUMER ELECTRIC AG","","B0024","PROD BUS  APPR OAPP QAPP","2015-06-15","CH20A54057","2015-06-30","M","B102","","PM-D1","CH21","","","2015-09-01"]
["10070348","MX13","MX13:    MIREUSE SEMI-AUTOMATIQUE","CH21/P304","Contrôle Visuel FDF","PWL-60","21690050","OPTREL","","S2023","PROD GMP  APPR OAPP QAPP","2016-11-01","CH20A54057","2016-07-07","M","B108","","PM-C4","CH21","","","2017-01-01"]
["10070731","MX14","MX14:    MIREUSE SEMI-AUTOMATIQUE","CH21/P304","Contrôle Visuel FDF","PWL-60","21690051","OPTREL","","S2023","PROD GMP  APPR OAPP QAPP","2016-11-01","CH20A54057","2016-10-31","M","B108","","PM-C4","CH21","","","2017-01-01"]
["10070733","MX16","MX16:    MIREUSE SEMI-AUTOMATIQUE","CH21/P304","Contrôle Visuel FDF","PWL-60","21690048","S.P.A.M.I S.R.L.","","S2020","PROD GMP  APPR OAPP QAPP","2016-11-01","CH20A54057","2016-10-31","M","B108","","PM-C4","CH21","","","2017-04-01"]
["10072285","MX17","MX17  Détecteur bris de verre","CH21/P302","Pharmaceutical - ligne 2","N/A","17/1469","SANDMANN","","M0012","PROD GMP  BUS  APPR OAPP QAPP","2017-04-01","CH20A54057","2017-05-01","M","B103","X","PM-D1","CH21","","","2017-05-01"]
["10080037","MX18","MX18 Mireuse auto. pour seringues","CH21/P304","Contrôle Visuel FDF","","","SEIDENADER MASCHINENBAU GMBH","","","CON  NAPP",null,"CH20A54057","2018-10-23","M","B108","","PM-C4","CH21","",""]
["10002382","OR03XX001","CAD Travaux de dessin","CH21/S200","Technical services","N/A","N/A","","","H00","PROD APPR OAPP QAPP","2001-11-14","CH20A54052","2010-09-10","M","B105","","PM-O","CH21","","","2010-09-10"]
["10059718","OR109","Serveur automation CHAU1W0102","CH21/U650","BAS & Automation System","PROLIANT DL360G7   CHAU1W0102","CZJ1080B9F 633776-421","HEWLETT-PACKARD (SUISSE) Sàrl","","A1060","PROD GMP  APPR OAPP QAPP","2011-02-28","CH20A54052","2012-10-23","M","B101","","PM-H","CH21","","","2012-10-23"]
["10001235","OR11","CLAVIER","CH21/S099","Dispo","ALPHANUMERIQUE","8251","","","STOCK  (","OUT  APPR OAPP QAPP","1989-05-20","CH20A54052","2010-09-10","M","","","PM-H1","CH21","","STOCK  (A1023","2010-09-10"]
["10003456","OR18","Kaye portable","CH21/S200","Technical services","PORTABLE VALIDATOR","410119","GE SENSING / KAYE INSTRUMENTS","","HS-A0145","OUT  GMP  APPR OAPP QAPP","1994-01-01","CH20A54052","2010-09-10","Q","B101","","PM-V1","CH21","","","2010-09-10"]
["10004212","OR19","DIGISTRIP 4M","CH21/S200","Technical services","DIGISTRIP 4M","712227","GE SENSING / KAYE INSTRUMENTS","","A0151","PROD GMP  APPR OAPP QAPP","1990-01-01","CH20A54052","2010-09-10","Q","B101","","PM-V1","CH21","","","2010-09-10"]
["10001234","OR60","INQAS système complet","CH21/S099","Dispo","INQAS","N/A","","","L10","OUT  APPR OAPP QAPP","1999-03-01","CH20A54052","2010-09-10","M","B106","","PM-H1","CH21","","L10","2010-09-10"]
["10000531","OR89","Ordinateur","CH21/P101","Tech Biotech","THINKCENTER 8184","KKFPROY","IBM Suisse Repair Center","","B10105","STO  GMP  APPR OAPP QAPP","2004-03-01","CH20A54055","2010-09-10","M","B102","","PM-F","CH21","","","2010-09-10"]
["10066002","OV","Système mesure énergies, PC:  CHAU1W0106","CH21/U650","BAS & Automation System","CHAU1W0106","N/A","SIEMENS","PC-Virtuel","H1018 IT","PROD APPR OAPP QAPP","2014-10-01","CH20A54052","2014-10-17","M","B105","","PM-H","CH21","","","2014-10-01"]
["10069037","OV","Serveur backup, virtuel:   CHAU1W0105","CH21/U650","BAS & Automation System","CHAU1W0105","N/A","SIEMENS","PC-Virtuel","H1018 IT","PROD GMP  APPR OAPP QAPP","2013-06-11","CH20A54052","2016-01-04","M","B105","","PM-H","CH21","","","2013-06-11"]
["10060584","PH","Module pH, extension sevenmulti","CH21/P152","Zone Production DSP","51302821","332822","METTLER-TOLEDO (SCHWEIZ) AG","","A1023","PROD APPR OAPP QAPP","2013-01-16","CH20A54055","2013-02-05","M","B101","","PM-V2","CH21","","","2013-02-01"]
["10063195","PH","PH-METRE","CH21/S400","Quality Control","867","1867001008169","METROHM SCHWEIZ AG","","A1033","PROD GMP  APPR OAPP QAPP","2013-10-10","CH20A55050","2013-10-10","M","B101","","PM-V1","CH21","","","2013-10-30"]
["10063197","PH","PH-METRE","CH21/S400","Quality Control","867","1867001008125","METROHM SCHWEIZ AG","","A1080","PROD GMP  APPR OAPP QAPP","2013-10-10","CH20A55050","2013-10-10","M","B101","","PM-V1","CH21","","","2013-10-30"]
["10063198","PH","PH-METRE","CH21/S400","Quality Control","867","1867001008149","METROHM SCHWEIZ AG","","A1044","PROD GMP  APPR OAPP QAPP","2013-10-10","CH20A55050","2013-10-10","M","B101","","PM-V1","CH21","","","2013-10-30"]
["10063199","PH","PH-METRE","CH21/S400","Quality Control","867","1867001008166","METROHM SCHWEIZ AG","","A1080","PROD GMP  APPR OAPP QAPP","2013-10-10","CH20A55050","2013-10-10","M","B101","","PM-V1","CH21","","","2013-10-30"]
["10063833","PH","Ph METRE","CH21/P302","Pharmaceutical - ligne 2","SEVEN EXCELLENCE","B337782780","METTLER-TOLEDO (SCHWEIZ) AG","","M0025","PROD GMP  BUS  APPR OAPP QAPP","2013-11-26","CH20A54057","2013-11-28","M","B103","","PM-D1","CH21","","","2013-12-06"]
["10063837","PH","Ph METRE","CH21/P305","Pharmaceutical - ligne 5","SEVEN EXCELLENCE","B337782768","METTLER-TOLEDO (SCHWEIZ) AG","","B0059","PROD GMP  BUS  APPR OAPP QAPP","2013-11-26","CH20A54057","2013-11-29","M","B102","","PM-D1","CH21","","","2013-12-06"]
["10063838","PH","Ph METRE","CH21/P306","Pharmaceutical - ligne 6","SEVEN EXCELLENCE","B337776508","METTLER-TOLEDO (SCHWEIZ) AG","","B0022","PROD GMP  BUS  APPR OAPP QAPP","2013-11-26","CH20A54057","2013-11-29","M","B102","","PM-D1","CH21","","","2013-12-06"]
["10069454","PH","pH-mètre / Conductimètre Excellence","CH21/P128","Zone  DSP2","SE S470-K","B552897142","METTLER-TOLEDO (SCHWEIZ) AG","","B1034","PROD GMP  APPR OAPP QAPP","2016-01-01","CH20A54055","2016-03-15","M","B102","","PM-F","CH21","","","2016-03-15"]
["10069459","PH","pH-mètre / Conductimètre Excellence","CH21/P101","Tech Biotech","SE S470-K","B552897133","METTLER-TOLEDO (SCHWEIZ) AG","","B1017","PROD GMP  APPR OAPP QAPP","2016-01-01","CH20A54055","2016-03-17","M","B102","","PM-F","CH21","","","2016-03-17"]
["10069460","PH","pH-mètre / Conductimètre Excellence","CH21/P101","Tech Biotech","SE S470-K","B552897140","METTLER-TOLEDO (SCHWEIZ) AG","","B1023","PROD GMP  APPR OAPP QAPP","2016-01-01","CH20A54055","2016-03-17","M","B102","","PM-F","CH21","","","2016-03-17"]
["10069461","PH","pH-mètre / Conductimètre Excellence","CH21/P101","Tech Biotech","SE S470-K","B552897137","METTLER-TOLEDO (SCHWEIZ) AG","","B1042","PROD GMP  APPR OAPP QAPP","2016-01-01","CH20A54055","2016-03-17","M","B102","","PM-F","CH21","","","2016-03-17"]
["10074277","PH","pH-mètre / Conductimètre Excellence","CH21/P101","Tech Biotech","SE S470-K","B719094333","METTLER-TOLEDO (SCHWEIZ) AG","","A0129","PROD GMP  APPR OAPP QAPP","2017-08-01","CH20A54055","2017-11-30","M","B101","","PM-V4","CH21","","","2017-12-01"]
["10074278","PH","pH-mètre / Conductimètre Excellence","CH21/P101","Tech Biotech","SE S470-K","B719094341","METTLER-TOLEDO (SCHWEIZ) AG","","B10128","PROD GMP  APPR OAPP QAPP","2017-08-01","CH20A54055","2017-11-30","M","B102","","PM-V4","CH21","","","2017-12-01"]
["10074280","PH","pH-mètre / Conductimètre Excellence","CH21/P101","Tech Biotech","SE S470-K","B719094343","METTLER-TOLEDO (SCHWEIZ) AG","","B0142","PROD GMP  APPR OAPP QAPP","2017-08-01","CH20A54055","2017-11-30","M","B102","","PM-V4","CH21","","","2017-12-01"]
["10074281","PH","pH-mètre / Conductimètre Excellence","CH21/P101","Tech Biotech","SE S470-K","B719094344","METTLER-TOLEDO (SCHWEIZ) AG","","B10144","PROD GMP  APPR OAPP QAPP","2017-08-01","CH20A54055","2017-11-30","M","B102","","PM-V4","CH21","","","2017-12-01"]
["10074284","PH","pH-mètre / Conductimètre Excellence","CH21/P101","Tech Biotech","SE S470-K","B721151207","METTLER-TOLEDO (SCHWEIZ) AG","","A0129","PROD GMP  APPR OAPP QAPP","2017-08-01","CH20A54055","2017-11-30","M","B101","","PM-V4","CH21","","","2017-12-01"]
["10074285","PH","pH-mètre / Conductimètre Excellence","CH21/P101","Tech Biotech","SE S470-K","B721151214","METTLER-TOLEDO (SCHWEIZ) AG","","B0144","PROD GMP  APPR OAPP QAPP","2017-08-01","CH20A54055","2017-11-30","M","B102","","PM-V4","CH21","","","2017-12-01"]
["10074293","PH","pH-mètre / Conductimètre Excellence","CH21/P101","Tech Biotech","SE S470-K","B721151220","METTLER-TOLEDO (SCHWEIZ) AG","","A0129","PROD GMP  APPR OAPP QAPP","2017-08-01","CH20A54055","2017-11-30","M","B101","","PM-V4","CH21","","","2017-12-01"]
["10074302","PH","pH-mètre / Conductimètre Excellence","CH21/P101","Tech Biotech","SE S470-K","B721165739","METTLER-TOLEDO (SCHWEIZ) AG","","A0129","PROD GMP  APPR OAPP QAPP","2017-08-01","CH20A54055","2017-11-30","M","B101","","PM-V4","CH21","","","2017-12-01"]
["10074303","PH","pH-mètre / Conductimètre Excellence","CH21/P101","Tech Biotech","SE S470-K","B722177945","METTLER-TOLEDO (SCHWEIZ) AG","","A0129","PROD GMP  APPR OAPP QAPP","2017-08-01","CH20A54055","2017-11-30","M","B101","","PM-V4","CH21","","","2017-12-01"]
["10080955","PH","PH: 907 Multi-PH","CH21/P110","Zone Prod Biotech s/sol USP3","2188355","","Sartorius","907MultiPH","B0144","PROD GMP  APPR OAPP QAPP","2018-10-01","CH20A54055","2019-01-10","M","B102","","PM-V4","CH21","","","2018-01-07"]
["10002153","PH04","PH-METRE KNICK","CH21/S099","Dispo","PERMATESS 752","450 32518","","","A1035","OUT  APPR OAPP QAPP","1990-01-01","CH20A54052","2010-09-10","M","B101","","PM-A","CH21","","A1035","2010-09-10"]
["10004223","PH10","PH METRE METROHM","CH21/P111","Zone  USP1 et USP4","713","OP3428","METROHM SCHWEIZ AG","","B1042","PROD APPR OAPP QAPP","1990-01-01","CH20A54055","2010-09-10","M","B102","","PM-F","CH21","","","2010-09-10"]
["10002150","PH16","PH-METRE","CH21/S099","Dispo","PHM 83","65R59N05","RADIOMETER GMBH","","STOCK  (","OUT  APPR OAPP QAPP","1990-01-01","CH20A54052","2010-09-10","M","","","PM-A","CH21","","STOCK  (B10110","2010-09-10"]
["10002758","PH25","PH-METRE 713","CH21/S200","Technical services","1.713.0010","OD41/192","METROHM SCHWEIZ AG","","F0005","PROD APPR OAPP QAPP","1995-01-01","CH20A54052","2010-09-10","M","B107","","PM-C5","CH21","","","2010-09-10"]
["10003058","PH31","PH-METRE 713","CH21/P101","Tech Biotech","1.713.0010","OD4/268","METROHM SCHWEIZ AG","","B1065","PROD GMP  APPR OAPP QAPP","1995-01-01","CH20A54055","2010-09-10","M","B102","","PM-A","CH21","","","2010-09-10"]
["10002761","PH37","Ph METRE","CH21/P302","Pharmaceutical - ligne 2","PHM93","134R10N036","","","M0025","PROD GMP  APPR OAPP QAPP","1995-01-01","CH20A54057","2010-09-10","M","B103","","PM-D1","CH21","","","2010-09-10"]
["10002762","PH40","PH-METRE 713","CH21/S099","Dispo","1.7130010","OD5/278","METROHM SCHWEIZ AG","","A1034","OUT  APPR OAPP QAPP","1995-06-07","CH20A54052","2010-09-10","M","B101","","PM-A","CH21","","A1034","2010-09-10"]
["10001046","PH41","PH-METRE","CH21/P111","Zone  USP1 et USP4","713","OD5/181","METROHM SCHWEIZ AG","","A0152","PROD GMP  APPR OAPP QAPP","1995-07-01","CH20A54055","2010-09-10","M","B101","","PM-F","CH21","","","2010-09-10"]
["10000757","PH42","Ph METRE","CH21/P111","Zone  USP1 et USP4","1.713.0010","OD5/221","METROHM SCHWEIZ AG","","B1056","PROD GMP  APPR OAPP QAPP","1995-07-01","CH20A54055","2010-09-10","M","B102","","PM-F","CH21","","","2010-09-10"]
["10002735","PH45","Ph METRE","CH21/P170","Zone Production de Milieu s/sol","1.713.0010","OD5/130","METROHM SCHWEIZ AG","","B0142","PROD GMP  APPR OAPP QAPP","1995-09-01","CH20A54055","2010-09-10","M","B102","","PM-F","CH21","","","2010-09-10"]
["10003026","PH52","PH-METRE","CH21/P128","Zone  DSP2","1.713.0010","06196","METROHM SCHWEIZ AG","","B1030","PROD GMP  APPR OAPP QAPP","1996-03-01","CH20A54055","2010-09-10","M","B102","","PM-A","CH21","","","2010-09-10"]
["10003259","PH57","PH METRE","CH21/P122","Zone DSP4","713","08240","METROHM SCHWEIZ AG","","? B10152","PROD APPR OAPP QAPP","1997-04-01","CH20A54055","2010-09-10","M","","","PM-F","CH21","","","2010-09-10"]
["10003038","PH59","PH METRE","CH21/P122","Zone DSP4","713","08108","METROHM SCHWEIZ AG","","B10149","PROD APPR OAPP QAPP","1997-04-01","CH20A54055","2010-09-10","M","B102","","PM-F","CH21","","","2010-09-10"]
["10004191","PH63","Ph METRE METROHM","CH21/P128","Zone  DSP2","713","09106","METROHM SCHWEIZ AG","","B1031","PROD GMP  APPR OAPP QAPP","1997-10-01","CH20A54055","2010-09-10","M","B102","","PM-A","CH21","","","2010-09-10"]
["10002774","PH67","PH-METRE","CH21/P150","Zone  IPC Biotechnologie","713","10189","METROHM SCHWEIZ AG","","A1020","PROD APPR OAPP QAPP","1997-12-01","CH20A54055","2010-09-10","M","B101","","PM-F","CH21","","","2010-09-10"]
["10002140","PH68","PH-SIMULATEUR","CH21/P101","Tech Biotech","112","7517050","METTLER-TOLEDO (SCHWEIZ) AG","","B10105","PROD GMP  APPR OAPP QAPP","1998-01-12","CH20A54055","2010-09-10","M","B102","","PM-F","CH21","","","2010-09-10"]
["10003945","PH74","Ph METRE Radiomètre","CH21/P302","Pharmaceutical - ligne 2","PHM240","658R022N005","RADIOMETER GMBH","","M0025","PROD GMP  BUS  APPR OAPP QAPP","2006-10-30","CH20A54057","2010-09-10","M","B103","","PM-D1","CH21","","","2010-09-10"]
["10000022","PH75","pHmètre / pH-meter 713","CH21/P118","Zone Production USP2","713","06122","METROHM SCHWEIZ AG","","B1075","PROD GMP  APPR OAPP QAPP","2007-07-24","CH20A54055","2010-09-10","M","B102","","PM-F","CH21","","","2010-09-10"]
["10003635","PH77","Ph METRE Radiomètre","CH21/P302","Pharmaceutical - ligne 2","PHM240","658R066","RADIOMETER GMBH","","M0025","PROD GMP  APPR OAPP QAPP","2009-05-15","CH20A54057","2010-09-10","M","B103","","PM-D1","CH21","","","2010-09-10"]
["10060455","PH78","pH METRE","CH21/P306","Pharmaceutical - ligne 6","PHM240","658R093N005","METERLABS","","B0022","PROD GMP  EHS  APPR OAPP QAPP","2012-04-02","CH20A54057","2013-01-15","M","B102","","PM-D1","CH21","","","2013-01-14"]
["10063633","PI","Afficheur capteur de pression","CH21/P305","Pharmaceutical - ligne 5","PMAT 2P","10640","PENDO TECH","","B0059","PROD GMP  APPR OAPP QAPP","2013-11-12","CH20A54057","2013-11-19","M","B102","","PM-D1","CH21","","","2013-11-15"]
["10066991","PI","Afficheur capteur de pression","CH21/P300","Pharmaceutical dry forms","PMATS-HR","11774","PENDO TECH","","A1015","PROD GMP  APPR OAPP QAPP","2014-12-16","CH20A54057","2015-01-14","M","B101","","PM-D1","CH21","","","2015-01-12"]
["10066992","PI","Afficheur capteur de pression","CH21/P300","Pharmaceutical dry forms","PMATS-HR","11776","PENDO TECH","","A1015","PROD GMP  APPR OAPP QAPP","2014-12-16","CH20A54057","2015-01-14","M","B101","","PM-D1","CH21","","","2015-01-12"]
["10070135","PI","Référence de Pression","CH21/S200","Technical services","KAL100","96100041AF143425","HALSTRUP","","A0146","PROD GMP  APPR OAPP QAPP","2016-05-13","CH20A54052","2016-05-25","M","B101","","PM-V1","CH21","","","2016-05-30"]
["10070184","PI","Manomètre  -1 à 3 bars","CH21/P122","Zone DSP4","-1 À 3 BARS","G1566150111","WIKA","","B10150","PROD GMP  APPR OAPP QAPP","2016-06-09","CH20A54055","2016-06-09","M","B102","","PM-F","CH21","","","2016-06-09"]
["10070432","PI","Manomètre","CH21/P122","Zone DSP4","MEX5-D30.B77/1623_LRS1_0751","102902602001","BAUMER BOURDON-HAENNI AG","","B1036","PROD GMP  APPR OAPP QAPP","2016-06-23","CH20A54055","2016-08-15","M","B102","","PM-F","CH21","","","2016-09-30"]
["10070433","PI","Manomètre","CH21/P122","Zone DSP4","MEX5-D30.B77/1622_LRS1_0751","102902601001","BAUMER BOURDON-HAENNI AG","","B1036","PROD GMP  APPR OAPP QAPP","2016-06-23","CH20A54055","2016-08-15","M","B102","","PM-F","CH21","","","2016-09-30"]
["10070705","PI","Manomètre","CH21/P121","Zone  DSP1","MX35-D30.B76.DADL04-2.L23.01","22901600434734","BAUMER BOURDON-HAENNI AG","","B1020","PROD GMP  APPR OAPP QAPP","2016-09-30","CH20A54055","2016-10-21","M","B102","","PM-F","CH21","","","2016-10-31"]
["10074790","PI","Afficheur capteur de pression","CH21/P122","Zone DSP4","PMATS-S","15902","PENDO TECH","","B10150","PROD GMP  BUS  APPR OAPP QAPP","2017-12-28","CH20A54055","2018-01-11","M","B101","","PM-F","CH21","","","2018-02-03"]
["10077127","PI","Afficheur capteur de pression","CH21/P305","Pharmaceutical - ligne 5","PMATS-HR","16101","PENDO TECH","","B0044","PROD GMP  BUS  APPR OAPP QAPP","2018-05-18","CH20A54057","2018-07-16","M","B102","","PM-V2","CH21","","","2018-07-04"]
["10063446","PM","POLARIMETRE  MCP-300","CH21/S400","Quality Control","MCP 300","80810254","ANTON PAAR","","A1066","PROD GMP  BUS  APPR OAPP QAPP","2013-11-30","CH20A55050","2013-11-12","M","B101","","PM-V1","CH21","","","2013-12-15"]
["10055928","PO","POMPE à engrenages","CH21/P101","Tech Biotech","BVP-Z","244623-2","ISMATEC SA","","B1047","PROD GMP  APPR OAPP QAPP","2011-11-01","CH20A54055","2011-12-26","M","B102","","PM-A","CH21","","","2011-12-26"]
["10055932","PO","POMPE à engrenages","CH21/P101","Tech Biotech","BVP-Z","249059-1","ISMATEC SA","","B1070","PROD GMP  APPR OAPP QAPP","2011-11-01","CH20A54055","2011-12-26","M","B102","","PM-A","CH21","","","2011-12-26"]
["10055933","PO","POMPE à engrenages","CH21/P121","Zone  DSP1","BVP-Z","249059-2","ISMATEC SA","","B10134","PROD GMP  APPR OAPP QAPP","2011-11-01","CH20A54055","2011-12-26","M","B102","","PM-A","CH21","","","2011-12-26"]
["10055935","PO","Tête de pompe","CH21/P101","Tech Biotech","P1830","0488","ISMATEC SA","","B10105","PROD GMP  APPR OAPP QAPP","2011-10-25","CH20A54055","2011-12-28","M","B102","","PM-A","CH21","","","2012-01-01"]
["10055936","PO","Tête de pompe","CH21/P101","Tech Biotech","P180","373620","ISMATEC SA","","B10105","PROD GMP  APPR OAPP QAPP","2011-10-25","CH20A54055","2011-12-28","M","B102","","PM-A","CH21","","","2012-01-01"]
["10055937","PO","Tête de pompe","CH21/P101","Tech Biotech","MI0017P141","1896672","ISMATEC SA","","B10134","PROD GMP  APPR OAPP QAPP","2011-10-25","CH20A54055","2011-12-28","M","B102","","PM-A","CH21","","","2012-01-01"]
["10055938","PO","Tête de pompe","CH21/P122","Zone DSP4","MI0018P142","1911146","ISMATEC SA","","B10152","PROD GMP  APPR OAPP QAPP","2011-10-25","CH20A54055","2011-12-28","M","B102","","PM-A","CH21","","","2012-01-01"]
["10055940","PO","Tête de pompe","CH21/P101","Tech Biotech","MI0018P142","1911144","ISMATEC SA","","B10105","PROD GMP  APPR OAPP QAPP","2011-10-25","CH20A54055","2011-12-28","M","B102","","PM-A","CH21","","","2012-01-01"]
["10055941","PO","Tête de pompe","CH21/P122","Zone DSP4","MI0018P142","1882516","ISMATEC SA","","B10152","PROD GMP  APPR OAPP QAPP","2011-10-25","CH20A54055","2011-12-28","M","B102","","PM-A","CH21","","","2012-01-01"]
["10059693","PO","Pompe à pistons","CH21/P122","Zone DSP4","4400S","625082","QUATTROFLOW FLUID SYSTEM","","B10144","PROD GMP  BUS  APPR OAPP QAPP","2012-08-01","CH20A54055","2012-10-18","M","B102","","PM-A","CH21","","","2012-10-18"]
["10059694","PO","Pompe à pistons","CH21/P128","Zone  DSP2","1200SU","625079","QUATTROFLOW FLUID SYSTEM","","B1036","PROD GMP  BUS  APPR OAPP QAPP","2012-08-01","CH20A54055","2012-10-18","M","B102","","PM-A","CH21","","","2012-10-18"]
["10060087","PO","POMPE PERISTALTIQUE","CH21/P111","Zone  USP1 et USP4","620D4 N/R","M110918","WATSON & MARLOW","","B1042","PROD GMP  APPR OAPP QAPP","2012-12-01","CH20A54055","2012-12-28","M","B102","","PM-A","CH21","","","2012-12-28"]
["10060088","PO","POMPE PERISTALTIQUE","CH21/P122","Zone DSP4","620D4 N/R","M110917","WATSON & MARLOW","","B1036","PROD GMP  APPR OAPP QAPP","2012-12-01","CH20A54055","2012-12-28","M","B102","","PM-A","CH21","","","2012-12-28"]
["10065180","PO","POMPE PERISTALTIQUE","CH21/P111","Zone  USP1 et USP4","620DU","N120405","WATSON & MARLOW","","B1042","PROD GMP  APPR OAPP QAPP","2013-12-12","CH20A54055","2014-05-05","M","B102","","PM-A","CH21","","","2014-05-05"]
["10065181","PO","POMPE PERISTALTIQUE","CH21/P120","Zone  DSP3","620DU","N120406","WATSON & MARLOW","","B10128","PROD GMP  APPR OAPP QAPP","2013-12-12","CH20A54055","2014-05-05","M","B102","","PM-A","CH21","","","2014-05-05"]
["10065182","PO","POMPE PERISTALTIQUE","CH21/P111","Zone  USP1 et USP4","520DU","N120601","WATSON & MARLOW","","B1042","PROD GMP  APPR OAPP QAPP","2013-12-12","CH20A54055","2014-05-05","M","B102","","PM-A","CH21","","","2014-05-05"]
["10065183","PO","POMPE PERISTALTIQUE","CH21/P101","Tech Biotech","520DU","N120602","WATSON & MARLOW","","A0129","PROD GMP  APPR OAPP QAPP","2013-12-12","CH20A54055","2014-05-05","M","B101","","PM-A","CH21","","","2014-05-05"]
["10065185","PO","POMPE PERISTALTIQUE","CH21/P111","Zone  USP1 et USP4","520DU","N120604","WATSON & MARLOW","","B1042","PROD GMP  APPR OAPP QAPP","2013-12-12","CH20A54055","2014-05-05","M","B102","","PM-A","CH21","","","2014-05-05"]
["10065960","PO","Pompe à solvants ATEX","CH21/P121","Zone  DSP1","JP-AI 1SS1000+JEB2710","JP-AIR-1","JEB","","B10125","PROD EHS  APPR OAPP QAPP","2014-04-28","CH20A54055","2014-10-08","M","B102","","PM-A","CH21","","","2014-07-28"]
["10071854","PO","Tête de pompe","CH21/P122","Zone DSP4","Z-1830","990393002","ISMATEC SA","","B1036","PROD GMP  APPR OAPP QAPP","2016-12-01","CH20A54055","2017-02-24","M","B102","","PM-A","CH21","","","2017-03-03"]
["10071858","PO","Tête de pompe","CH21/P122","Zone DSP4","Z-1830","990393001","ISMATEC SA","","B10150","PROD GMP  APPR OAPP QAPP","2016-12-01","CH20A54055","2017-02-24","M","B102","","PM-A","CH21","","","2017-03-03"]
["10071859","PO","Tête de pompe","CH21/P122","Zone DSP4","Z-1830","990078001","ISMATEC SA","","B1036","PROD GMP  APPR OAPP QAPP","2016-12-01","CH20A54055","2017-02-24","M","B102","","PM-A","CH21","","","2017-03-03"]
["10072839","PO","POMPE WM.","CH21/P111","Zone  USP1 et USP4","120 U/DV","170707-122502","WATSON & MARLOW","","B1058","PROD GMP  APPR OAPP QAPP","2017-06-30","CH20A54055","2017-08-17","M","B102","","PM-A","CH21","","","2017-08-03"]
["10072841","PO","POMPE WM.","CH21/P111","Zone  USP1 et USP4","530 DUN/R","170707-122500","WATSON & MARLOW","","B1058","PROD GMP  APPR OAPP QAPP","2017-06-30","CH20A54055","2017-08-17","M","B102","","PM-A","CH21","","","2017-08-04"]
["10072842","PO","POMPE WM.","CH21/P111","Zone  USP1 et USP4","530 DUN/R","170707-122499","WATSON & MARLOW","","B1058","PROD GMP  APPR OAPP QAPP","2017-06-30","CH20A54055","2017-08-17","M","B102","","PM-A","CH21","","","2017-08-04"]
["10072843","PO","POMPE WM.","CH21/P111","Zone  USP1 et USP4","530 DUN/R","170707-122498","WATSON & MARLOW","","B1058","PROD GMP  APPR OAPP QAPP","2017-06-30","CH20A54055","2017-08-17","M","B102","","PM-A","CH21","","","2017-08-04"]
["10072844","PO","POMPE WM.","CH21/P111","Zone  USP1 et USP4","530 DUN/R","170707-122497","WATSON & MARLOW","","B1058","PROD GMP  APPR OAPP QAPP","2017-06-30","CH20A54055","2017-08-17","M","B102","","PM-A","CH21","","","2017-08-04"]
["10073133","PO","Pompe péristaltique","CH21/P101","Tech Biotech","630 DUN/R","170515-112575","WATSON & MARLOW","","A0129","PROD GMP  APPR OAPP QAPP","2017-08-01","CH20A54055","2017-09-25","M","B101","","PM-A","CH21","","","2017-09-25"]
["10073134","PO","Pompe péristaltique","CH21/P101","Tech Biotech","530 DUN/R","170515-112573","WATSON & MARLOW","","A0129","PROD GMP  APPR OAPP QAPP","2017-08-01","CH20A54055","2017-09-25","M","B101","","PM-A","CH21","","","2017-09-25"]
["10073136","PO","POMPE à engrenages","CH21/P101","Tech Biotech","BVP-Z","A17000890","COLE PARMER","","A0129","PROD GMP  APPR OAPP QAPP","2017-08-01","CH20A54055","2017-09-25","M","B101","","PM-A","CH21","","","2017-09-25"]
["10073138","PO","POMPE à engrenages","CH21/P101","Tech Biotech","BVP-Z","A17000891","COLE PARMER","","A0129","PROD GMP  APPR OAPP QAPP","2017-08-01","CH20A54055","2017-09-25","M","B101","","PM-A","CH21","","","2017-09-25"]
["10073139","PO","POMPE à engrenages","CH21/P101","Tech Biotech","BVP-Z","A17000882","COLE PARMER","","A0129","PROD GMP  APPR OAPP QAPP","2017-08-01","CH20A54055","2017-09-25","M","B101","","PM-A","CH21","","","2017-09-25"]
["10073141","PO","POMPE à engrenages","CH21/P101","Tech Biotech","BVP-Z","A17000881","COLE PARMER","","A0129","PROD GMP  APPR OAPP QAPP","2017-08-01","CH20A54055","2017-09-25","M","B101","","PM-A","CH21","","","2017-09-25"]
["10073143","PO","POMPE à engrenages","CH21/P101","Tech Biotech","BVP-Z","A17004525","COLE PARMER","","A0129","PROD GMP  APPR OAPP QAPP","2017-08-01","CH20A54055","2017-09-25","M","B101","","PM-A","CH21","","","2017-09-25"]
["10074207","PO","Pompe péristaltique","CH21/P122","Zone DSP4","630 DUN/R","171027-136667","WATSON & MARLOW","","B10145","PROD GMP  EHS  BUS  APPR OAPP QAPP","2017-10-19","CH20A54055","2017-11-23","M","B102","","PM-A","CH21","","","2017-12-01"]
["10074787","PO","POMPE WM. 530Du/N R2","CH21/P122","Zone DSP4","530 DUN/R2","171207-143558","WATSON & MARLOW","","B10150","PROD GMP  BUS  APPR OAPP QAPP","2017-12-20","CH20A54055","2018-01-11","M","B102","","PM-A","CH21","","","2018-02-03"]
["10046956","PO","Tête de pompe  (type P142)","CH21/P122","Zone DSP4","P142 / M10018","1868415","IDEX Health & Science","","B10144","PROD GMP  BUS  APPR OAPP QAPP","2011-10-26","CH20A54055","2011-10-28","M","B102","","PM-F","CH21","","","2011-10-27"]
["10046958","PO","Tête de pompe  (type P142)","CH21/P122","Zone DSP4","P142 / M10018","1882517","IDEX Health & Science","","B10144","PROD GMP  BUS  APPR OAPP QAPP","2011-10-26","CH20A54055","2011-10-28","M","B102","","PM-F","CH21","","","2011-10-27"]
["10046959","PO","Tête de pompe  (type P142)","CH21/P122","Zone DSP4","P142 / M10018","1882518","IDEX Health & Science","","B10144","PROD GMP  BUS  APPR OAPP QAPP","2011-10-26","CH20A54055","2011-10-28","M","B102","","PM-F","CH21","","","2011-10-27"]
["10067609","PO","Pompe 520DU","CH21/P101","Tech Biotech","520 DU","P041263","WATSON & MARLOW","","A0129","PROD GMP  APPR OAPP QAPP","2015-03-01","CH20A54055","2015-05-06","M","B101","","PM-F","CH21","","","2015-03-01"]
["10067610","PO","Pompe 520DU","CH21/P111","Zone  USP1 et USP4","520 DU","P041264","WATSON & MARLOW","","B1042","PROD GMP  APPR OAPP QAPP","2015-03-01","CH20A54055","2015-05-06","M","B102","","PM-F","CH21","","","2015-03-01"]
["10067612","PO","Pompe 520DU","CH21/P101","Tech Biotech","520 DU","P041266","WATSON & MARLOW","","A0129","PROD GMP  APPR OAPP QAPP","2015-03-01","CH20A54055","2015-05-06","M","B101","","PM-F","CH21","","","2015-03-01"]
["10068487","PO","Pompe à vitesse variable","CH21/P111","Zone  USP1 et USP4","120U/DV","150626-020984","WATSON & MARLOW","","B1060","PROD GMP  APPR OAPP QAPP","2015-07-01","CH20A54055","2015-09-22","M","B102","","PM-F","CH21","","","2015-09-22"]
["10068489","PO","Pompe à vitesse variable","CH21/P110","Zone Prod Biotech s/sol USP3","120U/DV","150626-020985","WATSON & MARLOW","","B1060","PROD GMP  APPR OAPP QAPP","2015-07-01","CH20A54055","2015-09-22","M","B102","","PM-F","CH21","","","2015-09-22"]
["10068490","PO","Pompe à vitesse variable","CH21/P111","Zone  USP1 et USP4","120U/DV","150626-020986","WATSON & MARLOW","","B1042","PROD GMP  APPR OAPP QAPP","2015-07-01","CH20A54055","2015-09-22","M","B102","","PM-F","CH21","","","2015-09-22"]
["10068491","PO","Pompe  200RPM","CH21/P101","Tech Biotech","120S/DV  200RPM","0081688","WATSON & MARLOW","","A0129","PROD GMP  APPR OAPP QAPP","2015-07-01","CH20A54055","2015-09-22","M","B101","","PM-F","CH21","","","2015-09-22"]
["10068492","PO","Pompe  200RPM","CH21/P101","Tech Biotech","120S/DV  200RPM","0081689","WATSON & MARLOW","","A0129","PROD GMP  APPR OAPP QAPP","2015-07-01","CH20A54055","2015-09-22","M","B101","","PM-F","CH21","","","2015-09-22"]
["10068911","PO","Pompe stéritest  SYMBIO ISL","CH21/S400","Quality Control","SYMBIO ISL","ISL109","MILLIPORE","","","PROD APPR OAPP QAPP","2015-11-30","CH20A55050","2015-11-30","M","B105","","PM-V1","CH21","","","2016-01-01"]
["10070557","PO","Pompe 520 DU","CH21/P111","Zone  USP1 et USP4","520 DU","160526-068237","WATSON & MARLOW","","B1042","PROD GMP  APPR OAPP QAPP","2016-07-01","CH20A54055","2016-09-14","M","B102","","PM-F","CH21","","","2016-09-14"]
["10070558","PO","Pompe 520 DU","CH21/P101","Tech Biotech","520 DU","160526-068238","WATSON & MARLOW","","B1058","PROD GMP  APPR OAPP QAPP","2016-07-01","CH20A54055","2016-09-14","M","B102","","PM-F","CH21","","","2016-09-14"]
["10070559","PO","Pompe 520 DU","CH21/P101","Tech Biotech","520 DU","160526-068239","WATSON & MARLOW","","B1058","PROD GMP  APPR OAPP QAPP","2016-07-01","CH20A54055","2016-09-14","M","B102","","PM-F","CH21","","","2016-09-14"]
["10070561","PO","Pompe 620DUN/R","CH21/P101","Tech Biotech","620DUN/R","160621-068241","WATSON & MARLOW","","B10134","PROD GMP  APPR OAPP QAPP","2016-07-01","CH20A54055","2016-09-14","M","B102","","PM-F","CH21","","","2016-09-14"]
["10070624","PO","Pompe BVP-Z","CH21/P122","Zone DSP4","BVP-Z","H16002256","ISMATEC SA","","B1036","PROD GMP  APPR OAPP QAPP","2016-09-01","CH20A54055","2016-09-26","M","B102","","PM-F","CH21","","","2016-09-26"]
["10070626","PO","Pompe BVP-Z","CH21/P122","Zone DSP4","BVP-Z","H16002253","ISMATEC SA","","B1036","PROD GMP  APPR OAPP QAPP","2016-09-01","CH20A54055","2016-09-26","M","B102","","PM-F","CH21","","","2016-09-26"]
["10070627","PO","Pompe BVP-Z","CH21/P101","Tech Biotech","BVP-Z","H16002251","ISMATEC SA","","A0129","PROD GMP  APPR OAPP QAPP","2016-09-01","CH20A54055","2016-09-26","M","B101","","PM-F","CH21","","","2016-09-26"]
["10070634","PO","Pompe 120U/DV","CH21/P111","Zone  USP1 et USP4","120U/DV","160926-084236","WATSON & MARLOW","","B1042","PROD GMP  APPR OAPP QAPP","2016-09-01","CH20A54055","2016-09-29","M","B102","","PM-F","CH21","","","2016-09-29"]
["10070635","PO","Pompe 120U/DV","CH21/P101","Tech Biotech","120U/DV","160926-084238","WATSON & MARLOW","","B1058","PROD GMP  APPR OAPP QAPP","2016-09-01","CH20A54055","2016-09-29","M","B102","","PM-F","CH21","","","2016-09-29"]
["10070657","PO","Pompe 120U/DV","CH21/P101","Tech Biotech","120U/DV","160926-084239","WATSON & MARLOW","","A0129","PROD GMP  APPR OAPP QAPP","2016-09-01","CH20A54055","2016-10-06","M","B101","","PM-F","CH21","","","2016-09-30"]
["10071274","PO","POMPE quatro Flow","CH21/P120","Zone  DSP3","QUATTROFLOW 4400-SU","694025","ALMATEC MASCHINENBAU GMBH","","B10128","PROD GMP  APPR OAPP QAPP","2016-12-08","CH20A54055","2017-01-09","M","B102","","PM-F","CH21","","","2017-02-01"]
["10073155","PO","POMPE  péristaltique","CH21/P101","Tech Biotech","120 U/DV","170515-112569","WATSON & MARLOW","","A0129","PROD GMP  APPR OAPP QAPP","2017-08-01","CH20A54055","2017-10-03","M","B101","","PM-V4","CH21","","","2017-09-01"]
["10073156","PO","POMPE  péristaltique","CH21/P101","Tech Biotech","120 U/DV","170515-112570","WATSON & MARLOW","","A0129","PROD GMP  APPR OAPP QAPP","2017-08-01","CH20A54055","2017-10-03","M","B101","","PM-V4","CH21","","","2017-09-01"]
["10073158","PO","POMPE  péristaltique","CH21/P101","Tech Biotech","120 U/DV","170515-112572","WATSON & MARLOW","","A0129","PROD GMP  APPR OAPP QAPP","2017-08-01","CH20A54055","2017-10-03","M","B101","","PM-V4","CH21","","","2017-09-01"]
["10026835","PO  (LSV1455)","Pompe péristaltique WM 604 U","CH21/P118","Zone Production USP2","WM 604 U","4021525","WATSON-MARLOW LTD. FALMOUTH","","B1075","PROD GMP  APPR OAPP QAPP","2000-03-10","CH20A54055","2010-09-16","M","B102","","PM-A","CH21","","","2010-09-16"]
["10002138","PO04","POMPE ELECTRIQUE \"FLUX\"","CH21/S099","Dispo","F450 EX","450 32 518","PROMINENT DOSIERTECHNIK AG","","A1034","OUT  APPR OAPP QAPP","1991-01-01","CH20A54052","2010-09-10","M","B101","","PM-A","CH21","","A1034","2010-09-10"]
["10002137","PO05","POMPE ELECTRIQUE \"FLUX\"","CH21/S099","Dispo","F450 EX","450 32 081","PROMINENT DOSIERTECHNIK AG","","A1034","OUT  APPR OAPP QAPP","1990-09-01","CH20A54052","2010-09-10","M","B101","","PM-A","CH21","","A1034","2010-09-10"]
["10002136","PO06","Pompe pneumatique EX  (ethanol 100%)","CH21/S100","Logistic & Warehouse","5701-160, 1/2\"NTC","82835","LUTZ","","B0194","PROD BUS  APPR OAPP QAPP","1990-01-01","CH20A53555","2010-09-10","M","B102","","PM-C4","CH21","","","2010-09-10"]
["10002135","PO07","POMPE AIR COMPRIME FLUX","CH21/S099","Dispo","F416","19 889","PROMINENT DOSIERTECHNIK AG","","A1035","OUT  APPR OAPP QAPP","1990-01-01","CH20A54052","2010-09-10","M","B101","","PM-A","CH21","","A1035","2010-09-10"]
["10002133","PO09","POMPE AIR COMPRIME FLUX","CH21/S099","Dispo","F416","19 888","PROMINENT DOSIERTECHNIK AG","","A1035","OUT  APPR OAPP QAPP","1986-07-27","CH20A54052","2010-09-10","M","B101","","PM-A","CH21","","A1035","2010-09-10"]
["10002884","PO100","POMPE PERISTALTIQUE","CH21/P121","Zone  DSP1","603SR","4010587","WATSON & MARLOW","","B1070","PROD APPR OAPP QAPP","1994-02-14","CH20A54055","2010-09-10","M","B102","","PM-A","CH21","","","2010-09-10"]
["10002791","PO103","POMPE PERISTALTIQUE","CH21/P101","Tech Biotech","603SR","137177","WATSON & MARLOW","","B10105","PROD GMP  APPR OAPP QAPP","1991-10-22","CH20A54055","2010-09-10","M","B102","","PM-A","CH21","","","2010-09-10"]
["10003182","PO104","POMPE PERISTALTIQUE","CH21/P121","Zone  DSP1","603SR","4050294","WATSON & MARLOW","","B1022","PROD APPR OAPP QAPP","1995-02-20","CH20A54055","2010-09-10","M","B102","","PM-A","CH21","","","2010-09-10"]
["10002728","PO106","POMPE A ENGRENAGES","CH21/P152","Zone Production DSP","MVZ","ISM001-0043","ISMATEC SA","","A1023","PROD GMP  APPR OAPP QAPP","1994-01-01","CH20A54055","2010-09-10","M","B101","","PM-A","CH21","","","2010-09-10"]
["10002131","PO107","POMPE PERISTALTIQUE","CH21/S099","Dispo","603S","5020328","WATSON & MARLOW","","B1025","OUT  APPR OAPP QAPP","1995-02-20","CH20A54052","2010-09-10","M","B102","","PM-A","CH21","","B1025","2010-09-10"]
["10004280","PO109","POMPE HYDRAULIQUE","CH21/P101","Tech Biotech","MANUELLE P39","","ENERPAC","","A0129","PROD GMP  APPR OAPP QAPP","1995-01-01","CH20A54055","2010-09-10","M","B101","","PM-A","CH21","","","2010-09-10"]
["10002665","PO11","POMPE WATSON MARLOW","CH21/P118","Zone Production USP2","503 S","3030116","DIVERS TIERS...","","B1072","PROD GMP  APPR OAPP QAPP","1994-03-01","CH20A54055","2010-09-10","M","B102","","PM-A","CH21","","","2010-09-10"]
["10002129","PO113","POMPE FLUX","CH21/P101","Tech Biotech","F303K","30323706","FLUX","","B10152","PROD GMP  APPR OAPP QAPP","1990-01-01","CH20A54055","2010-09-10","M","B102","","PM-A","CH21","","","2010-09-10"]
["10003030","PO118","POMPE WATS.MARLOW","CH21/S099","Dispo","503 S","167715","WATSON & MARLOW","","HS  (B10","OUT  APPR OAPP QAPP","1990-01-01","CH20A54052","2010-09-10","M","","","PM-A","CH21","","HS  (B1079","2010-09-10"]
["10002894","PO13","POMPE WATSON MARLOW","CH21/P118","Zone Production USP2","503 S","2050627","DIVERS TIERS...","","B1072","PROD GMP  APPR OAPP QAPP","1994-03-01","CH20A54055","2010-09-10","M","B102","","PM-A","CH21","","","2010-09-10"]
["10003193","PO134","POMPE","CH21/P122","Zone DSP4","MVZ","ISM227D0874","ISMATEC SA","","B10148","PROD APPR OAPP QAPP","1990-01-01","CH20A54055","2010-09-10","M","B102","","PM-A","CH21","","","2010-09-10"]
["10001129","PO145","POMPE PERISTALTIQUE","CH21/P111","Zone  USP1 et USP4","505U/55RPM/PILOTABLE","7010904","WATSON & MARLOW","","B1060","PROD APPR OAPP QAPP","1997-04-01","CH20A54055","2010-09-10","M","B102","","PM-A","CH21","","","2010-09-10"]
["10000677","PO146","POMPE PERISTALTIQUE","CH21/P111","Zone  USP1 et USP4","505U/220RPM/PILOTABLE","7010905","WATSON & MARLOW","","B1060","PROD APPR OAPP QAPP","1997-04-01","CH20A54055","2010-09-10","M","B102","","PM-A","CH21","","","2010-09-10"]
["10004284","PO150","POMPE PERISTALTIQUE","CH21/P111","Zone  USP1 et USP4","505U","6061288","WATSON & MARLOW","","B1060","PROD APPR OAPP QAPP","1996-01-01","CH20A54055","2010-09-10","M","B102","","PM-A","CH21","","","2010-09-10"]
["10001176","PO152","POMPE PERISTALTIQUE","CH21/P101","Tech Biotech","PP101.1","PP1-00496082201","IPCS.","","B10105","PROD GMP  BUS  APPR OAPP QAPP","1996-01-01","CH20A54055","2010-09-10","M","B102","","PM-A","CH21","","","2010-09-10"]
["10003045","PO161","POMPE A ENGRENAGE","CH21/P152","Zone Production DSP","MV-Z","ISM0010045","ISMATEC SA","","A1023","PROD APPR OAPP QAPP","1997-05-01","CH20A54055","2010-09-10","M","B101","","PM-A","CH21","","","2010-09-10"]
["10002946","PO163","POMPE PERIST. WATS.MARLOW","CH21/P122","Zone DSP4","505U","7010903","WATSON & MARLOW","","B10116","PROD APPR OAPP QAPP","1997-05-01","CH20A54055","2010-09-10","M","B102","","PM-A","CH21","","","2010-09-10"]
["10002976","PO190","POMPE ENGRENAGE","CH21/P122","Zone DSP4","BVP-Z","ISM2690296","ISMATEC SA","","?  B1014","PROD APPR OAPP QAPP","1997-10-15","CH20A54055","2010-09-10","M","","","PM-A","CH21","","","2010-09-10"]
["10003207","PO191","POMPE ENGRENAGE","CH21/P122","Zone DSP4","BVP-Z","ISM2690297","ISMATEC SA","","B10150","PROD APPR OAPP QAPP","1997-10-15","CH20A54055","2010-09-10","M","B102","","PM-A","CH21","","","2010-09-10"]
["10002777","PO206","POMPE PERISTALTIQUE","CH21/P122","Zone DSP4","205-U","7031447","WATSON & MARLOW","","B10149","PROD APPR OAPP QAPP","1993-01-01","CH20A54055","2010-09-10","M","B102","","PM-A","CH21","","","2010-09-10"]
["10004308","PO207","POMPE A ENGRENAGE","CH21/P122","Zone DSP4","MV-P","ISM227D-0872","ISMATEC SA","","?  B1014","PROD APPR OAPP QAPP","1990-01-01","CH20A54055","2010-09-10","M","","","PM-A","CH21","","","2010-09-10"]
["10000686","PO209","POMPE","CH21/F099/___HP511","Chaîne HPLC Varian LC-STAR-11","9012Q","5469","VARIAN AG","","HS  A014","HIST GMP  BUS  APPR OAPP QAPP","1998-08-01","CH20A54054","2010-09-10","M","","","","CH21","","HS  A0145","2010-09-10"]
["10003036","PO212","POMPE PERISTALTIQUE","CH21/P121","Zone  DSP1","WM603S/R","5020328","WATSON & MARLOW","","B1022","PROD APPR OAPP QAPP","1990-01-01","CH20A54055","2010-09-10","M","B102","","PM-A","CH21","","","2010-09-10"]
["10004155","PO223","Pompe à engrenage","CH21/P122","Zone DSP4","BVP-2/ISM446","ISM446-0096","ISMATEC SA","","B10148","PROD APPR OAPP QAPP","1998-12-01","CH20A54055","2010-09-10","M","B102","","PM-A","CH21","","","2010-09-10"]
["10004831","PO224","Pompe a vide","CH21/S099","Dispo","2010C1","344213","ALCATEL HOCHVAKUUMTECHNIK GMBH","","HS (A103","OUT  GMP  BUS  APPR OAPP QAPP","1999-03-15","CH20A54052","2010-09-10","M","","","","CH21","","","2010-09-10"]
["10002653","PO230","POMPE HYDRAULIQUE","CH21/P122","Zone DSP4","P39","H0695M","ENERPAC","","B10152","PROD GMP  APPR OAPP QAPP","1998-06-10","CH20A54055","2010-09-10","M","B102","","PM-A","CH21","","","2010-09-10"]
["10003431","PO231","Pompe à engrenage","CH21/P121","Zone  DSP1","MCPZ PROCESS/ISM918V1.01","03755-00014","ISMATEC SA","","B1094","PROD APPR OAPP QAPP","2000-05-29","CH20A54055","2010-09-10","M","B102","","PM-A","CH21","","","2010-10-05"]
["10002801","PO232","Pompe à engrenage","CH21/P121","Zone  DSP1","MCPZ PROCESS/ISM918V1.01","03755-00015","ISMATEC SA","","B1047","PROD GMP  APPR OAPP QAPP","2000-05-29","CH20A54055","2010-09-10","M","B102","","PM-A","CH21","","","2010-10-05"]
["10002731","PO233","Pompe à engrenage","CH21/P121","Zone  DSP1","MCPZ PROCESS/ISM918V1.01","03755-00016","ISMATEC SA","","B1094","PROD GMP  APPR OAPP QAPP","2000-05-29","CH20A54055","2010-09-10","M","B102","","PM-A","CH21","","","2010-10-05"]
["10003397","PO236","Pompe à engrenage","CH21/P122","Zone DSP4","MCPZ PROCESS/ISM918V1.01","03755-00019","ISMATEC SA","BULK INT.LH","B1036","PROD GMP  APPR OAPP QAPP","2000-05-29","CH20A54055","2010-09-10","M","B102","","PM-A","CH21","","","2010-10-05"]
["10002546","PO237","Pompe à engrenage","CH21/P122","Zone DSP4","MCPZ PROCESS/ISM918V1.01","03755-00020","ISMATEC SA","","B1036","PROD APPR OAPP QAPP","2000-05-29","CH20A54055","2010-09-10","M","B102","","PM-A","CH21","","","2010-10-05"]
["10002996","PO238","Pompe à engrenage","CH21/P101","Tech Biotech","MCPZ PROCESS/ISM918V1.01","03755-00021","ISMATEC SA","","A0129","PROD GMP  APPR OAPP QAPP","2000-05-29","CH20A54055","2010-09-10","M","B101","","PM-A","CH21","","","2010-10-05"]
["10002819","PO242","Pompe à engrenage","CH21/P122","Zone DSP4","ISM918V1.01","03755-00040","ISMATEC SA","","B1036","PROD GMP  APPR OAPP QAPP","2001-03-07","CH20A54055","2010-09-10","M","B102","","PM-A","CH21","","","2010-10-05"]
["10000195","PO246","POMPE PERISTALTIQUE","CH21/P101","Tech Biotech","504U/220RPM/PILOTABLE","8061463","WATSON & MARLOW","","A0129","PROD GMP  APPR OAPP QAPP","2001-08-01","CH20A54055","2010-09-10","M","B101","","PM-A","CH21","","","2010-09-10"]
["10002001","PO247","POMPE PERIST. WATS.MARLOW","CH21/P120","Zone  DSP3","505 U","9111945","WATSON & MARLOW","","B10128","PROD GMP  APPR OAPP QAPP","2001-08-01","CH20A54055","2010-09-10","M","B102","","PM-A","CH21","","","2010-09-10"]
["10002000","PO248","POMPE PERIST. WATS.MARLOW","CH21/P170","Zone Production de Milieu s/sol","503 U","168898","WATSON & MARLOW","","B0142","PROD GMP  APPR OAPP QAPP","2001-08-01","CH20A54055","2010-09-10","M","B102","","PM-A","CH21","","","2010-09-10"]
["10002611","PO249","Pompe LOWARA (Cloor)","CH21/P111","Zone  USP1 et USP4","POMPE CIP","SV206R07T","","","B1042","PROD APPR OAPP QAPP","2001-11-16","CH20A54055","2010-09-10","M","B102","","PM-A","CH21","","","2010-09-10"]
["10001919","PO255","POMPE PERISTALTIQUE","CH21/P122","Zone DSP4","704 S/R","C100435","WATSON & MARLOW","","B10148","PROD GMP  APPR OAPP QAPP","2002-10-30","CH20A54055","2010-09-10","M","B102","","PM-A","CH21","","","2010-09-10"]
["10001920","PO256","Pompe à lobes","CH21/P101","Tech Biotech","SX3/027/H","383602B","ALFA-LAVAL AG","","B1042  P","PROD GMP  APPR OAPP QAPP","2002-11-01","CH20A54055","2010-09-10","M","B102","","PM-A","CH21","","","2010-09-10"]
["10001895","PO261","Pompe à lobes","CH21/P128","Zone  DSP2","SX3/027/H","383602F","ALFA-LAVAL AG","","B1073","PROD GMP  BUS  APPR OAPP QAPP","2002-12-23","CH20A54055","2010-09-10","M","B102","","PM-A","CH21","","","2010-09-10"]
["10004432","PO269","POMPE PERISTALTIQUE","CH21/S099","Dispo","PCS/PP101","","PCS PROCESS CONTROL SYSTEMS AG","","H1-X/J/4","STO  APPR OAPP QAPP","2003-05-01","CH20A54052","2010-09-10","M","B105","","","CH21","","","2010-09-10"]
["10004179","PO274","Pompe à lobes (ex: 7364 LSV)","CH21/P128","Zone  DSP2","VL4-6000","375829A","CATAG AG","","B1073","PROD GMP  BUS  APPR OAPP QAPP","2002-01-20","CH20A54055","2010-09-10","M","B102","","PM-A","CH21","","","2010-09-10"]
["10001828","PO286","POMPE PERISTALTIQUE","CH21/P151","Zone Production USP5 s/sol","505-V","9080433","WATSON & MARLOW","","B0152","PROD BUS  APPR OAPP QAPP","2003-06-02","CH20A54055","2010-09-10","M","B102","","PM-A","CH21","","","2010-09-10"]
["10003241","PO288","Pompe péristaltique  604 U","CH21/P128","Zone  DSP2","WM 604 U","5060689","WATSON & MARLOW","","B10114","PROD GMP  BUS  APPR OAPP QAPP","2000-03-10","CH20A54055","2010-09-10","M","B102","","PM-A","CH21","","","2010-10-05"]
["10001887","PO290","POMPE PERISTALTIQUE","CH21/P128","Zone  DSP2","505-H","B013720","SKAN AG","","B10116","PROD GMP  APPR OAPP QAPP","2003-06-16","CH20A54055","2010-09-10","M","B102","","PM-A","CH21","","","2010-09-10"]
["10004277","PO293","POMPE PERISTALTIQUE","CH21/P151","Zone Production USP5 s/sol","505U","B013721","SKAN AG","","B0144","PROD BUS  APPR OAPP QAPP","2003-06-23","CH20A54055","2010-09-10","M","B102","","PM-A","CH21","","","2010-10-05"]
["10002725","PO295","POMPE PERISTALTIQUE","CH21/P151","Zone Production USP5 s/sol","505U","6061290","SKAN AG","","B0148","PROD GMP  BUS  APPR OAPP QAPP","2003-07-10","CH20A54055","2010-09-10","M","B102","","PM-A","CH21","","","2010-09-10"]
["10003211","PO298","POMPE PERISTALTIQUE","CH21/P151","Zone Production USP5 s/sol","505U","B013718","SKAN AG","","B0144","PROD GMP  BUS  APPR OAPP QAPP","2003-07-10","CH20A54055","2010-09-10","M","B102","","PM-A","CH21","","","2010-10-05"]
["10001882","PO301","POMPE PERISTALTIQUE","CH21/P110","Zone Prod Biotech s/sol USP3","504U","D020494","SKAN AG","","B0144","PROD GMP  APPR OAPP QAPP","2003-08-02","CH20A54052","2010-09-10","M","B102","","PM-A","CH21","","","2010-09-10"]
["10001881","PO303","POMPE PERISTALTIQUE","CH21/P101","Tech Biotech","504U","D020488","SKAN AG","","B0144  P","PROD GMP  APPR OAPP QAPP","2003-08-02","CH20A54055","2010-09-10","M","B102","","PM-A","CH21","","","2010-09-10"]
["10000015","PO304","POMPE PERISTALTIQUE","CH21/P118","Zone Production USP2","505U","C031139","SKAN AG","","B1075","PROD GMP  APPR OAPP QAPP","2003-08-02","CH20A54055","2010-09-10","M","B102","","PM-A","CH21","","","2010-10-05"]
["10004192","PO305","POMPE PERISTALTIQUE","CH21/P110","Zone Prod Biotech s/sol USP3","505U","9101223","SKAN AG","","B0144","PROD GMP  APPR OAPP QAPP","2003-08-02","CH20A54052","2010-09-10","M","B102","","PM-A","CH21","","","2010-10-05"]
["10001880","PO306","POMPE PERISTALTIQUE","CH21/P110","Zone Prod Biotech s/sol USP3","504U","D020491","SKAN AG","","B0144","PROD GMP  APPR OAPP QAPP","2003-08-02","CH20A54052","2010-09-10","M","B102","","PM-A","CH21","","","2010-09-10"]
["10004278","PO32","POMPE PERIST. WATS.MARLOW","CH21/P101","Tech Biotech","505 S/RL","2050646","DIVERS TIERS...","","B10105","PROD GMP  APPR OAPP QAPP","1990-01-01","CH20A54055","2010-09-10","M","B102","","PM-A","CH21","","","2010-09-10"]
["10000340","PO320","Pompe WFI Boucle 6","CH21/U750/____DL09/DC006","WFI boucle N°6","FPE 742/185A","44441473","FRISTAM PUMPEN F. STEMPO KG","","M0108","PROD GMP  BUS  APPR OAPP QAPP","1996-07-01","CH20A54052","2010-09-10","M","B103","","PM-C1","CH21","","","2010-09-10"]
["10000349","PO321","Pompe WFI Boucle 6","CH21/U750/____DL09/DC006","WFI boucle N°6","FPE 742/185A","44441472","FRISTAM PUMPEN F. STEMPO KG","","M0108","PROD GMP  BUS  APPR OAPP QAPP","1996-07-01","CH20A54052","2010-09-10","M","B103","","PM-C1","CH21","","","2010-09-10"]
["10002470","PO33","POMPE PERIST. WATS.MARLOW","CH21/P101","Tech Biotech","505 S/RL","2050624","DIVERS TIERS...","","A0129","PROD GMP  APPR OAPP QAPP","1990-01-01","CH20A54055","2010-09-10","M","B101","","PM-A","CH21","","","2010-09-10"]
["10001723","PO337","POMPE PERISTALTIQUE","CH21/P152","Zone Production DSP","POMPE P-1 / 19-4610-02","59461001C9002932","","","A1023","PROD APPR OAPP QAPP","2004-10-26","CH20A54055","2010-09-10","M","B101","","PM-A","CH21","","","2010-09-10"]
["10001706","PO338","POMPE PERISTALTIQUE","CH21/P152","Zone Production DSP","POMPE P-1 / 19-4610-02","59461001C9002919","","","A1023","PROD APPR OAPP QAPP","2004-10-26","CH20A54055","2010-09-10","M","B101","","PM-A","CH21","","","2010-09-10"]
["10001704","PO340","POMPE PERISTALTIQUE","CH21/P152","Zone Production DSP","POMPE P-1 18-1110-91","56300551MD007316","","","A1023","PROD APPR OAPP QAPP","2004-10-26","CH20A54055","2010-09-10","M","B101","","PM-A","CH21","","","2010-09-10"]
["10004023","PO341","POMPE PERISTALTIQUE","CH21/P122","Zone DSP4","WATSON MARLOW 205V","5021015","WATSON & MARLOW","","B10152","PROD APPR OAPP QAPP","2004-10-26","CH20A54055","2010-09-10","M","B102","","PM-A","CH21","","","2010-09-10"]
["10004070","PO344","Pompe peristaltique","CH21/P152","Zone Production DSP","505S","8121150","WATSON & MARLOW","","A1023","PROD APPR OAPP QAPP","2005-03-01","CH20A54055","2010-09-10","M","B101","","PM-A","CH21","","","2010-09-10"]
["10004069","PO345","POMPE (ex: IPL)","CH21/P122","Zone DSP4","505U","9111827","WATSON & MARLOW","","B10144","PROD APPR OAPP QAPP","2005-03-01","CH20A54055","2010-09-10","M","B102","","PM-A","CH21","","","2010-09-10"]
["10004067","PO348","POMPE (ex: IPL)","CH21/P170","Zone Production de Milieu s/sol","605DI/200RPM/PILOTABLE","166772","WATSON & MARLOW","","B0142","PROD GMP  APPR OAPP QAPP","2005-03-01","CH20A54055","2010-09-10","M","B102","","PM-A","CH21","","","2010-09-10"]
["10001694","PO361","Pompe à lobes","CH21/P122","Zone DSP4","SRU2/013/LS","371221A","ALFA-LAVAL AG","BULK INT.LH","B1036","PROD APPR OAPP QAPP","2005-07-06","CH20A54055","2010-09-10","M","B102","","PM-A","CH21","","","2010-09-10"]
["10001631","PO374","Pompe  péristaltique","CH21/P128","Zone  DSP2","505U","D051529","WATSON & MARLOW","","B1036","PROD APPR OAPP QAPP","2005-07-11","CH20A54055","2010-09-10","M","B102","","PM-A","CH21","","","2010-09-10"]
["10001630","PO376","Pompe  péristaltique","CH21/P151","Zone Production USP5 s/sol","505U","C100512","WATSON & MARLOW","","B0148","PROD APPR OAPP QAPP","2005-07-11","CH20A54055","2010-09-10","M","B102","","PM-A","CH21","","","2010-09-10"]
["10000466","PO378","Pompe  péristaltique","CH21/P111/____RP40","BIOREACTEUR 300 L","624 DI","B011238","WATSON & MARLOW","","B1042","PROD APPR OAPP QAPP","2005-07-11","CH20A54055","2010-09-10","M","B102","","PM-A","CH21","","","2010-09-10"]
["10001628","PO379","Pompe  péristaltique","CH21/P121","Zone  DSP1","624 DI","B051406","WATSON & MARLOW","","B10134","PROD APPR OAPP QAPP","2005-07-11","CH20A54055","2010-09-10","M","B102","","PM-A","CH21","","","2010-09-10"]
["10000009","PO381","Pompe  péristaltique","CH21/P122","Zone DSP4","605 DI","169416","WATSON & MARLOW","","B10114","PROD GMP  APPR OAPP QAPP","2005-07-11","CH20A54055","2010-09-10","M","B102","","PM-A","CH21","","","2010-09-10"]
["10001627","PO382","Pompe  péristaltique","CH21/P101","Tech Biotech","605 DI","169420","WATSON & MARLOW","","B1075","PROD GMP  APPR OAPP QAPP","2005-07-11","CH20A54055","2010-09-10","M","B102","","PM-A","CH21","","","2010-09-10"]
["10001626","PO384","Pompe  péristaltique","CH21/P170","Zone Production de Milieu s/sol","505U","C100515","WATSON & MARLOW","","B0142","PROD GMP  APPR OAPP QAPP","2005-07-11","CH20A54055","2010-09-10","M","B102","","PM-A","CH21","","","2010-09-10"]
["10001625","PO385","Pompe  péristaltique","CH21/P111","Zone  USP1 et USP4","505U","A103466","WATSON & MARLOW","","A0147","PROD GMP  APPR OAPP QAPP","2005-07-11","CH20A54055","2010-09-10","M","B101","","PM-A","CH21","","","2010-09-10"]
["10001623","PO387","Pompe de nettoyage LOWARA","CH21/P101","Tech Biotech","LOWARA","SV206 R07T/A","","","B0144","PROD GMP  APPR OAPP QAPP","2005-07-22","CH20A54055","2010-09-10","M","B102","","PM-A","CH21","","","2010-09-10"]
["10001622","PO391","Pompe  péristaltique","CH21/P128","Zone  DSP2","505U","C051859","WATSON & MARLOW","","B1036","PROD APPR OAPP QAPP","2005-07-11","CH20A54055","2010-09-10","M","B102","","PM-A","CH21","","","2010-09-10"]
["10000008","PO393","Pompe  péristaltique","CH21/P118","Zone Production USP2","505U","D051530","WATSON & MARLOW","","B1075","PROD GMP  APPR OAPP QAPP","2005-07-11","CH20A54055","2010-09-10","M","B102","","PM-A","CH21","","","2010-09-10"]
["10001621","PO394","Pompe  péristaltique","CH21/P110","Zone Prod Biotech s/sol USP3","101U","118264","WATSON & MARLOW","","B0144","PROD GMP  APPR OAPP QAPP","2005-07-11","CH20A54052","2010-09-10","M","B102","","PM-A","CH21","","","2010-09-10"]
["10001619","PO396","Pompe  péristaltique","CH21/P101","Tech Biotech","101U/R","B060720","WATSON & MARLOW","","B0144","PROD GMP  APPR OAPP QAPP","2005-07-11","CH20A54055","2010-09-10","M","B102","","PM-A","CH21","","","2010-09-10"]
["10001618","PO397","Pompe  péristaltique","CH21/P151","Zone Production USP5 s/sol","101U/R","C021521","WATSON & MARLOW","","B0148","PROD GMP  APPR OAPP QAPP","2005-07-11","CH20A54055","2010-09-10","M","B102","","PM-A","CH21","","","2010-09-10"]
["10000877","PO402","Pompe hydraulique  manuelle","CH21/P152/___PO402","UNITE FILT.-SUP. CASSETTE","P142.200","P142C3304C","ENERPAC","","A1023","PROD APPR OAPP QAPP","2005-09-26","CH20A54055","2010-09-10","M","B101","","PM-A","CH21","","","2010-09-10"]
["10001743","PO403","Pompe  péristaltique  (ex IPL)","CH21/P128","Zone  DSP2","605DI","165230","WATSON & MARLOW","","B10114","PROD APPR OAPP QAPP","2005-10-24","CH20A54055","2010-09-10","M","B102","","PM-A","CH21","","","2010-09-10"]
["10004042","PO405","Pompe  péristaltique  (ex IPL)","CH21/P111","Zone  USP1 et USP4","605DI/200RPM/PILOTABLE","165231","WATSON & MARLOW","","B1042","PROD APPR OAPP QAPP","2005-10-24","CH20A54055","2010-09-10","M","B102","","PM-A","CH21","","","2010-09-10"]
["10001741","PO407","Pompe  péristaltique  (ex IPL)","CH21/P101","Tech Biotech","505 S","050514016","WATSON & MARLOW","","A0129","PROD GMP  APPR OAPP QAPP","2005-10-24","CH20A54055","2010-09-10","M","B101","","PM-A","CH21","","","2010-09-10"]
["10000012","PO409","Pompe péristaltique WM 505 U","CH21/P101","Tech Biotech","505 U 55 RPM","050517058","WATSON & MARLOW","","B10105","PROD GMP  APPR OAPP QAPP","2005-10-24","CH20A54055","2010-09-10","M","B102","","PM-A","CH21","","","2010-09-10"]
["10001666","PO412","Pompe  \"vide fût\"","CH21/P128","Zone  DSP2","MP NIRO-GLRD","5421534","LUTZ","","B1031","PROD BUS  APPR OAPP QAPP","2006-01-01","CH20A54055","2010-09-10","M","B102","","PM-A","CH21","","","2010-09-10"]
["10000014","PO413","POMPE PERISTALTIQUE","CH21/P118","Zone Production USP2","505 U","B120422","WATSON & MARLOW","","B1075","PROD GMP  APPR OAPP QAPP","2006-01-24","CH20A54055","2010-09-10","M","B102","","PM-A","CH21","","","2010-09-10"]
["10001754","PO415","POMPE PERISTALTIQUE","CH21/P305","Pharmaceutical - ligne 5","505 U","A103462","WATSON & MARLOW","","B0059","PROD APPR OAPP QAPP","2006-01-24","CH20A54057","2010-09-10","M","B102","","PM-D1","CH21","","","2010-09-10"]
["10000544","PO418","Pompe WFI Boucle 8","CH21/U750/____DL09/DC008","WFI boucle N°8","FP 752/220A","482480130","Fristam Pumpen F.Stamp KG GmbH","","B1011","PROD GMP  APPR OAPP QAPP","2006-01-31","CH20A54052","2010-09-10","M","B102","","PM-C1","CH21","","","2010-09-10"]
["10003793","PO422","Pompe","CH21/P110","Zone Prod Biotech s/sol USP3","SV206R07T/A","200611","GLOOR PUMPENBAU AG","","B1058","PROD GMP  APPR OAPP QAPP","2007-01-18","CH20A54052","2010-09-10","M","B102","","PM-A","CH21","","","2010-09-10"]
["10003956","PO423","POMPE PERISTALTIQUE","CH21/P120","Zone  DSP3","620 DI","G120865","WATSON & MARLOW","","B10128","PROD GMP  BUS  APPR OAPP QAPP","2007-03-31","CH20A54055","2010-09-10","M","B102","","PM-A","CH21","","","2010-09-10"]
["10002901","PO424","POMPE PERISTALTIQUE","CH21/P121","Zone  DSP1","620 DI","G120861","WATSON & MARLOW","BULK FINAL LH","B1020","PROD APPR OAPP QAPP","2007-03-31","CH20A54055","2010-09-10","M","B102","","PM-A","CH21","","","2010-10-05"]
["10002816","PO426","POMPE PERISTALTIQUE","CH21/P121","Zone  DSP1","620 DI","G120863","WATSON & MARLOW","","B1020","PROD GMP  BUS  APPR OAPP QAPP","2007-03-31","CH20A54055","2010-09-10","M","B102","","PM-A","CH21","","","2010-10-05"]
["10002501","PO427","POMPE PERISTALTIQUE","CH21/P120","Zone  DSP3","620 DI","G120864","WATSON & MARLOW","","B1020","PROD GMP  BUS  APPR OAPP QAPP","2007-03-31","CH20A54055","2010-09-10","M","B102","","PM-A","CH21","","","2010-10-05"]
["10003932","PO429","POMPE PERISTALTIQUE","CH21/P101","Tech Biotech","505 U","B120419","WATSON & MARLOW","","B1036","PROD GMP  APPR OAPP QAPP","2007-03-23","CH20A54055","2010-09-10","M","B102","","PM-A","CH21","","","2010-09-10"]
["10003929","PO433","POMPE PERISTALTIQUE","CH21/P305","Pharmaceutical - ligne 5","505 U","7060270","WATSON & MARLOW","","B0059","PROD GMP  APPR OAPP QAPP","2007-03-23","CH20A54057","2010-09-10","M","B102","","PM-D1","CH21","","","2010-09-10"]
["10003928","PO435","POMPE PERISTALTIQUE","CH21/P118","Zone Production USP2","505 U","7060274","WATSON & MARLOW","","B1072","PROD GMP  APPR OAPP QAPP","2007-03-23","CH20A54055","2010-09-10","M","B102","","PM-A","CH21","","","2010-09-10"]
["10003927","PO436","POMPE PERISTALTIQUE","CH21/P101","Tech Biotech","505 U","7060266","WATSON & MARLOW","","A0129","PROD GMP  APPR OAPP QAPP","2007-03-23","CH20A54055","2010-09-10","M","B101","","PM-A","CH21","","","2010-09-10"]
["10003925","PO438","POMPE PERISTALTIQUE","CH21/P128","Zone  DSP2","620 PI","H031025","WATSON & MARLOW","","B10114","PROD APPR OAPP QAPP","2007-03-23","CH20A54055","2010-09-10","M","B102","","PM-A","CH21","","","2010-09-10"]
["10003915","PO439","POMPE quatro Flow","CH21/P120","Zone  DSP3","1000 S","12131","Quattro Flow","","B10128","PROD BUS  APPR OAPP QAPP","2007-04-01","CH20A54055","2010-09-10","M","B102","","PM-A","CH21","","","2010-09-10"]
["10002969","PO440","POMPE quatro Flow","CH21/P121","Zone  DSP1","1000 S","12132","Quattro Flow","","B10134","PROD BUS  APPR OAPP QAPP","2007-04-01","CH20A54055","2010-09-10","M","B102","","PM-A","CH21","","","2010-10-05"]
["10003855","PO444","Tête de pompe","CH21/P122","Zone DSP4","P140","0195","ISMATEC SA","","A0129","PROD GMP  BUS  APPR OAPP QAPP","2007-05-01","CH20A54055","2010-09-10","M","B101","","PM-A","CH21","","","2010-09-10"]
["10003853","PO446","Tête de pompe","CH21/P122","Zone DSP4","P186","225240","ISMATEC SA","","B10150","PROD GMP  BUS  APPR OAPP QAPP","2007-05-01","CH20A54055","2010-09-10","M","B102","","PM-A","CH21","","","2010-09-10"]
["10003852","PO447","Tête de pompe","CH21/P122","Zone DSP4","P188","247430","ISMATEC SA","","A0129","PROD GMP  BUS  APPR OAPP QAPP","2007-05-01","CH20A54055","2010-09-10","M","B101","","PM-A","CH21","","","2010-09-10"]
["10003850","PO449","Tête de pompe","CH21/P122","Zone DSP4","P1830","789508","ISMATEC SA","","A0129","PROD GMP  BUS  APPR OAPP QAPP","2007-05-01","CH20A54055","2010-09-10","M","B101","","PM-A","CH21","","","2010-09-10"]
["10003849","PO450","Tête de pompe","CH21/P122","Zone DSP4","P1830","206956","ISMATEC SA","","B10148","PROD GMP  BUS  APPR OAPP QAPP","2007-05-01","CH20A54055","2010-09-10","M","B102","","PM-A","CH21","","","2010-09-10"]
["10003848","PO451","Tête de pompe","CH21/P122","Zone DSP4","P1830","1094","ISMATEC SA","","A0129","PROD GMP  BUS  APPR OAPP QAPP","2007-05-01","CH20A54055","2010-09-10","M","B101","","PM-A","CH21","","","2010-09-10"]
["10003847","PO452","Tête de pompe","CH21/P122","Zone DSP4","P1830","194567","ISMATEC SA","","A0129","PROD GMP  BUS  APPR OAPP QAPP","2007-05-01","CH20A54055","2010-09-10","M","B101","","PM-A","CH21","","","2010-09-10"]
["10003845","PO454","Tête de pompe","CH21/P122","Zone DSP4","P1830","0692","ISMATEC SA","","B1070","PROD GMP  BUS  APPR OAPP QAPP","2007-05-01","CH20A54055","2010-09-10","M","B102","","PM-A","CH21","","","2010-09-10"]
["10003844","PO455","Tête de pompe","CH21/P122","Zone DSP4","P1830","794988","ISMATEC SA","","B10148","PROD GMP  BUS  APPR OAPP QAPP","2007-05-01","CH20A54055","2010-09-10","M","B102","","PM-A","CH21","","","2010-09-10"]
["10003843","PO456","Tête de pompe","CH21/P122","Zone DSP4","P142","336504","ISMATEC SA","","A0129","PROD GMP  BUS  APPR OAPP QAPP","2007-05-01","CH20A54055","2010-09-10","M","B101","","PM-A","CH21","","","2010-09-10"]
["10003842","PO457","Tête de pompe","CH21/P122","Zone DSP4","P142","340134","ISMATEC SA","","B10148","PROD GMP  BUS  APPR OAPP QAPP","2007-05-01","CH20A54055","2010-09-10","M","B102","","PM-A","CH21","","","2010-09-10"]
["10003840","PO459","Tête de pompe","CH21/P122","Zone DSP4","P142","394","ISMATEC SA","","A0129","PROD GMP  BUS  APPR OAPP QAPP","2007-05-01","CH20A54055","2010-09-10","M","B101","","PM-A","CH21","","","2010-09-10"]
["10003267","PO46","POMPE PERIST. WATS.MARLOW","CH21/P300","Pharmaceutical dry forms","505 S/RL","3100269","DIVERS TIERS...","","A1015","PROD APPR OAPP QAPP","1990-01-01","CH20A54057","2010-09-10","M","B101","","PM-D1","CH21","","","2010-09-10"]
["10003811","PO461","Tête de pompe","CH21/P122","Zone DSP4","P142","1188","ISMATEC SA","","A0129","PROD GMP  BUS  APPR OAPP QAPP","2007-05-01","CH20A54055","2010-09-10","M","B101","","PM-A","CH21","","","2010-09-10"]
["10003810","PO462","Tête de pompe","CH21/P122","Zone DSP4","P142","771187","ISMATEC SA","","B10148","PROD GMP  BUS  APPR OAPP QAPP","2007-05-01","CH20A54055","2010-09-10","M","B102","","PM-A","CH21","","","2010-09-10"]
["10003809","PO463","Tête de pompe","CH21/P122","Zone DSP4","P142","771184","ISMATEC SA","","B10148","PROD GMP  BUS  APPR OAPP QAPP","2007-05-01","CH20A54055","2010-09-10","M","B102","","PM-A","CH21","","","2010-09-10"]
["10003808","PO464","Tête de pompe","CH21/P122","Zone DSP4","P142","0294","ISMATEC SA","","B10152","PROD GMP  BUS  APPR OAPP QAPP","2007-05-01","CH20A54055","2010-09-10","M","B102","","PM-A","CH21","","","2010-09-10"]
["10003806","PO466","Tête de pompe","CH21/P122","Zone DSP4","P142","197047","ISMATEC SA","","B10144","PROD GMP  BUS  APPR OAPP QAPP","2007-05-01","CH20A54055","2010-09-10","M","B102","","PM-A","CH21","","","2010-09-10"]
["10003805","PO467","Tête de pompe","CH21/P122","Zone DSP4","P142","0893","ISMATEC SA","","B10150","PROD GMP  BUS  APPR OAPP QAPP","2007-05-01","CH20A54055","2010-09-10","M","B102","","PM-A","CH21","","","2010-09-10"]
["10003804","PO468","Tête de pompe","CH21/P122","Zone DSP4","P142","0789","ISMATEC SA","","A0129","PROD GMP  BUS  APPR OAPP QAPP","2007-05-01","CH20A54055","2010-09-10","M","B101","","PM-A","CH21","","","2010-09-10"]
["10003803","PO469","Tête de pompe","CH21/P122","Zone DSP4","P142","0789","ISMATEC SA","","B10148","PROD GMP  BUS  APPR OAPP QAPP","2007-05-01","CH20A54055","2010-09-10","M","B102","","PM-A","CH21","","","2010-09-10"]
["10003801","PO471","Tête de pompe","CH21/P122","Zone DSP4","P142","0589","ISMATEC SA","","B10152","PROD GMP  BUS  APPR OAPP QAPP","2007-05-01","CH20A54055","2010-09-10","M","B102","","PM-A","CH21","","","2010-09-10"]
["10003800","PO472","Tête de pompe","CH21/P122","Zone DSP4","P142","771186","ISMATEC SA","","A0129","PROD GMP  BUS  APPR OAPP QAPP","2007-05-01","CH20A54055","2010-09-10","M","B101","","PM-A","CH21","","","2010-09-10"]
["10003987","PO474","Tête de pompe","CH21/P152","Zone Production DSP","P1830","812965","ISMATEC SA","","A1023","PROD APPR OAPP QAPP","2007-06-26","CH20A54055","2010-09-10","M","B101","","PM-A","CH21","","","2010-09-10"]
["10003988","PO475","Tête de pompe","CH21/P152","Zone Production DSP","P180 SP","373621","ISMATEC SA","","A1023","PROD APPR OAPP QAPP","2007-06-26","CH20A54055","2010-09-10","M","B101","","PM-A","CH21","","","2010-09-10"]
["10003986","PO476","Tête de pompe","CH21/P152","Zone Production DSP","P140","0195","ISMATEC SA","","A1023","PROD APPR OAPP QAPP","2007-06-26","CH20A54055","2010-09-10","M","B101","","PM-A","CH21","","","2010-09-10"]
["10003985","PO477","Tête de pompe","CH21/P152","Zone Production DSP","P142","0789","ISMATEC SA","","A1023","PROD APPR OAPP QAPP","2007-06-26","CH20A54055","2010-09-10","M","B101","","PM-A","CH21","","","2010-09-10"]
["10003983","PO479","Tête de pompe","CH21/P152","Zone Production DSP","P142","394","ISMATEC SA","","A0123","PROD APPR OAPP QAPP","2007-06-26","CH20A54055","2010-09-10","M","B101","","PM-A","CH21","","","2010-09-10"]
["10003982","PO480","Tête de pompe","CH21/P152","Zone Production DSP","P142","197046","ISMATEC SA","","A1023","PROD APPR OAPP QAPP","2007-06-26","CH20A54055","2010-09-10","M","B101","","PM-A","CH21","","","2010-09-10"]
["10003981","PO481","Tête de pompe","CH21/P152","Zone Production DSP","P142","1093","ISMATEC SA","","A1023","PROD APPR OAPP QAPP","2007-06-26","CH20A54055","2010-09-10","M","B101","","PM-A","CH21","","","2010-09-10"]
["10003980","PO482","Tête de pompe","CH21/P152","Zone Production DSP","P142","189571","ISMATEC SA","","A1023","PROD APPR OAPP QAPP","2007-06-26","CH20A54055","2010-09-10","M","B101","","PM-A","CH21","","","2010-09-10"]
["10003978","PO484","Tête de pompe","CH21/P152","Zone Production DSP","P142","0694","ISMATEC SA","","A1023","PROD APPR OAPP QAPP","2007-06-26","CH20A54055","2010-09-10","M","B101","","PM-A","CH21","","","2010-09-10"]
["10003977","PO485","Tête de pompe","CH21/P152","Zone Production DSP","P142","0694","ISMATEC SA","","A1023","PROD APPR OAPP QAPP","2007-06-26","CH20A54055","2010-09-10","M","B101","","PM-A","CH21","","","2010-09-10"]
["10003975","PO487","Tête de pompe","CH21/P152","Zone Production DSP","P142","771185","ISMATEC SA","","A1023","PROD APPR OAPP QAPP","2007-06-26","CH20A54055","2010-09-10","M","B101","","PM-A","CH21","","","2010-09-10"]
["10003974","PO488","Tête de pompe","CH21/P101","Tech Biotech","P142","0989","ISMATEC SA","","B","PROD GMP  APPR OAPP QAPP","2007-06-26","CH20A54055","2010-09-10","M","B102","","PM-A","CH21","","","2010-09-10"]
["10001576","PO489","Pompe péristaltique","CH21/P101","Tech Biotech","BVP","ISM736-0555","ISMATEC SA","","A0129","PROD GMP  APPR OAPP QAPP","2007-06-29","CH20A54055","2010-09-10","M","B101","","PM-A","CH21","","","2010-09-10"]
["10003065","PO49","POMPE PERIST. WATS.MARLOW","CH21/P151","Zone Production USP5 s/sol","505 S/RL","3100272","DIVERS TIERS...","","B0144","PROD APPR OAPP QAPP","1990-01-01","CH20A54055","2010-09-10","M","B102","","PM-A","CH21","","","2010-09-10"]
["10003891","PO491","Tête de pompe","CH21/P128","Zone  DSP2","P141","1091","ISMATEC SA","BULK FINAL LH","B10116","PROD GMP  APPR OAPP QAPP","2007-09-10","CH20A54055","2010-09-10","M","B102","","PM-A","CH21","","","2010-09-10"]
["10003890","PO492","Tête de pompe","CH21/P122","Zone DSP4","P183","1190","ISMATEC SA","BULK FINAL LH","B1036","PROD GMP  APPR OAPP QAPP","2007-09-10","CH20A54055","2010-09-10","M","B102","","PM-A","CH21","","","2010-09-10"]
["10003889","PO493","Tête de pompe","CH21/P122","Zone DSP4","P141","1091","ISMATEC SA","BULK INT.LH","B1036","PROD GMP  APPR OAPP QAPP","2007-09-10","CH20A54055","2010-09-10","M","B102","","PM-A","CH21","","","2010-09-10"]
["10003888","PO494","Tête de pompe","CH21/P122","Zone DSP4","P1830","1292","ISMATEC SA","BULK INT.LH","B10148","PROD GMP  APPR OAPP QAPP","2007-09-10","CH20A54055","2010-09-10","M","B102","","PM-A","CH21","","","2010-09-10"]
["10003886","PO496","Tête de pompe","CH21/P121","Zone  DSP1","P183","0188","ISMATEC SA","","B1047","PROD GMP  APPR OAPP QAPP","2007-09-10","CH20A54055","2010-09-10","M","B102","","PM-A","CH21","","","2010-09-10"]
["10003885","PO497","Tête de pompe","CH21/P122","Zone DSP4","P183","0193","ISMATEC SA","","B10150","PROD GMP  APPR OAPP QAPP","2007-09-10","CH20A54055","2010-09-10","M","B102","","PM-A","CH21","","","2010-09-10"]
["10003867","PO498","Tête de pompe","CH21/P121","Zone  DSP1","P142","1194","ISMATEC SA","","B1047","PROD GMP  APPR OAPP QAPP","2007-09-10","CH20A54055","2010-09-10","M","B102","","PM-A","CH21","","","2010-09-10"]
["10003866","PO499","Tête de pompe","CH21/P121","Zone  DSP1","P142","1092","ISMATEC SA","","B10134","PROD GMP  APPR OAPP QAPP","2007-09-10","CH20A54055","2010-09-10","M","B102","","PM-A","CH21","","","2010-09-10"]
["10003864","PO501","Tête de pompe","CH21/P121","Zone  DSP1","P142","0694","ISMATEC SA","","B1047","PROD GMP  APPR OAPP QAPP","2007-09-10","CH20A54055","2010-09-10","M","B102","","PM-A","CH21","","","2010-09-10"]
["10003863","PO502","Tête de pompe","CH21/P121","Zone  DSP1","P142","1090","ISMATEC SA","","B1047","PROD GMP  APPR OAPP QAPP","2007-09-10","CH20A54055","2010-09-10","M","B102","","PM-A","CH21","","","2010-09-10"]
["10003861","PO504","Tête de pompe","CH21/P121","Zone  DSP1","P142","340139","ISMATEC SA","","B1047","PROD GMP  APPR OAPP QAPP","2007-09-10","CH20A54055","2010-09-10","M","B102","","PM-A","CH21","","","2010-09-10"]
["10003860","PO505","Tête de pompe","CH21/P122","Zone DSP4","P142","189570","ISMATEC SA","","B10152","PROD GMP  APPR OAPP QAPP","2007-09-10","CH20A54055","2010-09-10","M","B102","","PM-A","CH21","","","2010-09-10"]
["10003859","PO506","Tête de pompe","CH21/P101","Tech Biotech","P142","0590","ISMATEC SA","","B10105","PROD GMP  APPR OAPP QAPP","2007-09-10","CH20A54055","2010-09-10","M","B102","","PM-A","CH21","","","2010-09-10"]
["10003858","PO507","Tête de pompe","CH21/P101","Tech Biotech","P142","189569","ISMATEC SA","","B10105","PROD GMP  APPR OAPP QAPP","2007-09-10","CH20A54055","2010-09-10","M","B102","","PM-A","CH21","","","2010-09-10"]
["10003838","PO509","Tête de pompe","CH21/P121","Zone  DSP1","P142","356503","ISMATEC SA","","B1094","PROD GMP  APPR OAPP QAPP","2007-09-10","CH20A54055","2010-09-10","M","B102","","PM-A","CH21","","","2010-09-10"]
["10002989","PO51","POMPE PERIST. WATS.MARLOW","CH21/P121","Zone  DSP1","505 S/RL","3100276","DIVERS TIERS...","","B10134","PROD APPR OAPP QAPP","1990-01-01","CH20A54055","2010-09-10","M","B102","","PM-A","CH21","","","2010-09-10"]
["10003837","PO510","Tête de pompe","CH21/P101","Tech Biotech","P142","340136","ISMATEC SA","","B10105","PROD GMP  APPR OAPP QAPP","2007-09-10","CH20A54055","2010-09-10","M","B102","","PM-A","CH21","","","2010-09-10"]
["10003836","PO511","Tête de pompe","CH21/P101","Tech Biotech","P142","340137","ISMATEC SA","","B10105","PROD GMP  APPR OAPP QAPP","2007-09-10","CH20A54055","2010-09-10","M","B102","","PM-A","CH21","","","2010-09-10"]
["10003834","PO513","Tête de pompe","CH21/P101","Tech Biotech","P142","0189","ISMATEC SA","","B","PROD GMP  APPR OAPP QAPP","2007-09-10","CH20A54055","2010-09-10","M","B102","","PM-A","CH21","","","2010-09-10"]
["10003833","PO514","Tête de pompe","CH21/P101","Tech Biotech","P180","394","ISMATEC SA","","B","PROD GMP  APPR OAPP QAPP","2007-09-10","CH20A54055","2010-09-10","M","B102","","PM-A","CH21","","","2010-09-10"]
["10003831","PO516","Tête de pompe","CH21/P101","Tech Biotech","P180","194572","ISMATEC SA","","B","PROD GMP  APPR OAPP QAPP","2007-09-10","CH20A54055","2010-09-10","M","B102","","PM-A","CH21","","","2010-09-10"]
["10003830","PO517","Tête de pompe","CH21/P101","Tech Biotech","P180","0789","ISMATEC SA","","B","PROD GMP  APPR OAPP QAPP","2007-09-10","CH20A54055","2010-09-10","M","B102","","PM-A","CH21","","","2010-09-10"]
["10003829","PO518","Tête de pompe","CH21/P101","Tech Biotech","P188","0589","ISMATEC SA","","B","PROD GMP  APPR OAPP QAPP","2007-09-10","CH20A54055","2010-09-10","M","B102","","PM-A","CH21","","","2010-09-10"]
["10003828","PO519","Tête de pompe","CH21/P101","Tech Biotech","P188","0488","ISMATEC SA","","B","PROD GMP  APPR OAPP QAPP","2007-09-10","CH20A54055","2010-09-10","M","B102","","PM-A","CH21","","","2010-09-10"]
["10003827","PO520","Tête de pompe","CH21/P101","Tech Biotech","P188","247432","ISMATEC SA","","B","PROD GMP  APPR OAPP QAPP","2007-09-10","CH20A54055","2010-09-10","M","B102","","PM-A","CH21","","","2010-09-10"]
["10003826","PO521","Tête de pompe","CH21/P101","Tech Biotech","P188","1293","ISMATEC SA","","B","PROD GMP  APPR OAPP QAPP","2007-09-10","CH20A54055","2010-09-10","M","B102","","PM-A","CH21","","","2010-09-10"]
["10003825","PO522","Tête de pompe","CH21/P101","Tech Biotech","P181","N/A","ISMATEC SA","","B","PROD GMP  APPR OAPP QAPP","2007-09-10","CH20A54055","2010-09-10","M","B102","","PM-A","CH21","","","2010-09-10"]
["10003824","PO523","Tête de pompe","CH21/P101","Tech Biotech","P181","241429","ISMATEC SA","","B","PROD GMP  APPR OAPP QAPP","2007-09-10","CH20A54055","2010-09-10","M","B102","","PM-A","CH21","","","2010-09-10"]
["10003822","PO525","Tête de pompe","CH21/P101","Tech Biotech","P180 SP","373619","ISMATEC SA","","B10105","PROD GMP  APPR OAPP QAPP","2007-09-10","CH20A54055","2010-09-10","M","B102","","PM-A","CH21","","","2010-09-10"]
["10003821","PO526","Tête de pompe","CH21/P121","Zone  DSP1","P140","1194","ISMATEC SA","","B1094","PROD GMP  APPR OAPP QAPP","2007-09-10","CH20A54055","2010-09-10","M","B102","","PM-A","CH21","","","2010-09-10"]
["10003819","PO528","Tête de pompe","CH21/P101","Tech Biotech","P182","291","ISMATEC SA","","B","PROD GMP  APPR OAPP QAPP","2007-09-10","CH20A54055","2010-09-10","M","B102","","PM-A","CH21","","","2010-09-10"]
["10003818","PO529","Tête de pompe","CH21/P101","Tech Biotech","P130","812932","ISMATEC SA","","B","PROD GMP  APPR OAPP QAPP","2007-09-10","CH20A54055","2010-09-10","M","B102","","PM-A","CH21","","","2010-09-10"]
["10003817","PO530","Tête de pompe","CH21/P101","Tech Biotech","P183","0188","ISMATEC SA","","B","PROD GMP  APPR OAPP QAPP","2007-09-10","CH20A54055","2010-09-10","M","B102","","PM-A","CH21","","","2010-09-10"]
["10003816","PO531","Tête de pompe","CH21/P101","Tech Biotech","P186","784562","ISMATEC SA","","B","PROD GMP  APPR OAPP QAPP","2007-09-10","CH20A54055","2010-09-10","M","B102","","PM-A","CH21","","","2010-09-10"]
["10003766","PO533","Tête de pompe à lobes","CH21/P122","Zone DSP4","PUREFLO 55420-1400Y","12398","ITT JABSCO","Concentration LH","B1036","PROD GMP  BUS  APPR OAPP QAPP","2008-02-04","CH20A54055","2010-09-10","M","B102","","","CH21","","","2010-09-10"]
["10003765","PO534","Tête de pompe à lobes","CH21/P120","Zone  DSP3","PUREFLO 55320-1410","16225","ITT JABSCO","BULK INT.LH","A0115","STO  GMP  BUS  APPR OAPP QAPP","2008-02-04","CH20A54055","2010-09-10","M","B101","","PM-A","CH21","","","2010-09-10"]
["10003764","PO535","Tête de pompe à lobes","CH21/P122","Zone DSP4","PUREFLO 55320-1400Y","12073","ITT JABSCO","BULK INT.LH","B1036","PROD GMP  BUS  APPR OAPP QAPP","2008-02-04","CH20A54055","2010-09-10","M","B102","","","CH21","","","2010-09-10"]
["10000493","PO536","POMPE CIRCULATION BOUCLE WFI PRIMAIRE","CH21/U750/____DL09/DC003","WFI boucle N°3","FPE 742/195A","44440387","FRISTAM PUMPEN F. STEMPO KG","","STOCK M1","PROD GMP  BUS  APPR OAPP QAPP","2008-02-12","CH20A54052","2010-09-10","M","B102","","PM-C1","CH21","","","2010-09-10"]
["10003458","PO54","POMPE PERIST. WATS.MARLOW","CH21/P152","Zone Production DSP","505 S/RL","3100283","DIVERS TIERS...","","A1023","PROD APPR OAPP QAPP","1990-01-01","CH20A54055","2010-09-10","M","B101","","PM-A","CH21","","","2010-09-10"]
["10002677","PO540","Pompe péristaltique  (ex LSV 13774)","CH21/P118","Zone Production USP2","WM 620 UN/R","060.414N.020","WATSON & MARLOW","","B1075","PROD GMP  APPR OAPP QAPP","2008-07-28","CH20A54055","2010-09-10","M","B102","","PM-A","CH21","","","2010-09-10"]
["10005756","PO544","Pompe à lobes","CH21/S099","Dispo","55420-1400Y","11922","SOCSIL-INTER","","B00TENTE","STO  APPR OAPP QAPP","2009-06-09","CH20A54052","2010-09-10","M","B102","","PM-A","CH21","","","2010-09-10"]
["10005755","PO545","Pompe à lobes","CH21/S099","Dispo","55420-1400Y","11921","SOCSIL-INTER","","B00TENTE","STO  APPR OAPP QAPP","2009-06-09","CH20A54052","2010-09-10","M","B102","","PM-A","CH21","","","2010-09-10"]
["10003612","PO546","POMPE PERISTALTIQUE","CH21/P151","Zone Production USP5 s/sol","520 U/R 220RPM","J080317","SPIRAX SARCO AG","","B0148","PROD APPR OAPP QAPP","2009-09-01","CH20A54055","2010-09-10","M","B102","","PM-A","CH21","","","2010-09-10"]
["10003611","PO547","POMPE PERISTALTIQUE","CH21/P151","Zone Production USP5 s/sol","520 U/R 220RPM","J080314","SPIRAX SARCO AG","","B0148","PROD APPR OAPP QAPP","2009-09-01","CH20A54055","2010-09-10","M","B102","","PM-A","CH21","","","2010-09-10"]
["10003609","PO549","POMPE PERISTALTIQUE","CH21/P151","Zone Production USP5 s/sol","520 U/R 220RPM","J080315","SPIRAX SARCO AG","","B0148","PROD APPR OAPP QAPP","2009-09-01","CH20A54055","2010-09-10","M","B102","","PM-A","CH21","","","2010-09-10"]
["10003608","PO550","POMPE PERISTALTIQUE","CH21/P151","Zone Production USP5 s/sol","520 U/R 220RPM","J071326","SPIRAX SARCO AG","","B0148","PROD APPR OAPP QAPP","2009-09-01","CH20A54055","2010-09-10","M","B102","","PM-A","CH21","","","2010-09-10"]
["10003607","PO551","POMPE PERISTALTIQUE","CH21/P151","Zone Production USP5 s/sol","520 U/R 220RPM","J080311","SPIRAX SARCO AG","","B0148","PROD APPR OAPP QAPP","2009-09-01","CH20A54055","2010-09-10","M","B102","","PM-A","CH21","","","2010-09-10"]
["10003606","PO552","POMPE PERISTALTIQUE","CH21/P151","Zone Production USP5 s/sol","520 U/R 220RPM","J080316","SPIRAX SARCO AG","","B0148","PROD APPR OAPP QAPP","2009-09-01","CH20A54055","2010-09-10","M","B102","","PM-A","CH21","","","2010-09-10"]
["10002610","PO554","Pompe LOWARA CIP","CH21/P111","Zone  USP1 et USP4","POMPE CIP","130 646 095","","","B1060","PROD APPR OAPP QAPP","2009-09-17","CH20A54055","2010-09-10","M","B102","","PM-A","CH21","","","2010-09-10"]
["10003602","PO558","POMPE PERISTALTIQUE","CH21/P151","Zone Production USP5 s/sol","101 U/R","J091094","WATSON-MARLOW LTD. FALMOUTH","","B0148","PROD APPR OAPP QAPP","2009-09-29","CH20A54055","2010-09-10","M","B102","","PM-A","CH21","","","2010-09-10"]
["10000520","PO562","Pompe E.P","CH21/U120/____TU18","Traitement d'eau purifiée","CONTRA II/2 ADPTA-V 50/50","01.09.164313","HILGE PUMPEN AG","","F0007","PROD GMP  APPR OAPP QAPP","1990-01-01","CH20A54052","2010-09-10","M","B107","","PM-C1","CH21","","","2010-09-10"]
["10000535","PO563","Pompe E.P","CH21/U120/____TU18","Traitement d'eau purifiée","CONTRA II/2 ADPTA-V 50/50","01.09.164314","HILGE PUMPEN AG","","F0007","PROD GMP  APPR OAPP QAPP","1990-01-01","CH20A54052","2010-09-10","M","B107","","PM-C1","CH21","","","2010-09-10"]
["10000341","PO564","Pompe  relevage E.PL","CH21/U120/____TU18","Traitement d'eau purifiée","CRN10-03A-FGJGEHQQE","0001","GRUNDFOS PUMPEN AG","","F0007","PROD APPR OAPP QAPP","1990-01-01","CH20A54052","2010-09-10","M","B107","","PM-C5","CH21","","","2010-09-10"]
["10000558","PO565","Pompe  relevage E.PL","CH21/U120/____TU18","Traitement d'eau purifiée","CRN10-03A-FGJGEHQQE","0002","GRUNDFOS PUMPEN AG","","F0007","PROD APPR OAPP QAPP","1990-01-01","CH20A54052","2010-09-10","M","B107","","PM-C5","CH21","","","2010-09-10"]
["10045655","PO567","Neutral. Pompe vidange bassin homogé.","CH21/U840/____UN02","UNITE DE NEUTRALISATION","MXM441-1101EFFV1-H","903008138","IWAKI (SUISSE) SA","","N0101","PROD EHS  APPR OAPP QAPP","2011-05-30","CH20A54052","2011-05-30","M","B107","","PM-C5","CH21","","","2011-06-01"]
["10045656","PO568","Neutral. Pompe vidange bassin homogé.","CH21/U840/____UN02","UNITE DE NEUTRALISATION","MXM441-1101EFFV1-H","904009216","IWAKI (SUISSE) SA","","N0101","PROD EHS  APPR OAPP QAPP","2011-05-30","CH20A54052","2011-05-30","M","B107","","PM-C5","CH21","","","2011-06-01"]
["10045652","PO569","Neutral. Station de dosage NaOH","CH21/U840/____UN02","UNITE DE NEUTRALISATION","N/A","N/A","TECHFINA SA","","N0001","PROD EHS  APPR OAPP QAPP","2011-05-30","CH20A54052","2011-05-30","M","B107","","PM-C5","CH21","","","2011-06-01"]
["10045653","PO570","Neutral. Station de dosage H2SO4","CH21/U840/____UN02","UNITE DE NEUTRALISATION","N/A","N/A","TECHFINA SA","","N0001","PROD EHS  APPR OAPP QAPP","2011-05-30","CH20A54052","2011-05-30","M","B107","","PM-C5","CH21","","","2011-06-01"]
["10046445","PO572","POMPE à engrenages","CH21/P101","Tech Biotech","MCP-Z","0613325-1","ISMATEC SA","","A0129","PROD GMP  APPR OAPP QAPP","2011-07-01","CH20A54055","2011-09-05","M","B101","","PM-A","CH21","","","2011-09-15"]
["10059534","PO575","POMPE PERISTALTIQUE","CH21/P305","Pharmaceutical - ligne 5","520S/R2 PÉRISTALTIQUE","M090665","WATSON & MARLOW","","B0059","PROD GMP  BUS  APPR OAPP QAPP","2012-09-20","CH20A54057","2012-09-28","M","B102","","PM-D1","CH21","","","2012-09-20"]
["10059536","PO577","POMPE PERISTALTIQUE","CH21/P305","Pharmaceutical - ligne 5","520S/R2 PÉRISTALTIQUE","M090667","WATSON & MARLOW","","B0059","PROD GMP  BUS  APPR OAPP QAPP","2012-09-20","CH20A54057","2012-09-28","M","B102","","PM-D1","CH21","","","2012-09-20"]
["10059537","PO578","POMPE PERISTALTIQUE","CH21/P305","Pharmaceutical - ligne 5","520S/R2 PÉRISTALTIQUE","M090668","WATSON & MARLOW","","B0059","PROD GMP  BUS  APPR OAPP QAPP","2012-09-20","CH20A54057","2012-09-28","M","B102","","PM-D1","CH21","","","2012-09-20"]
["10069123","PO579","PO579:  POMPE quattro flow","CH21/P302","Pharmaceutical - ligne 2","QUATTRO FLOW 1200-SV","673668","ALMATECHNIK","","M0025","PROD GMP  BUS  APPR OAPP QAPP","2016-01-07","CH20A54057","2016-01-14","M","B103","","PM-D1","CH21","","","2016-01-13"]
["10069156","PO580","PO580:  POMPE quattro flow","CH21/P302","Pharmaceutical - ligne 2","QUATTRO FLOW 1200-SV","673669","ALMATECHNIK","","M0025","PROD GMP  BUS  APPR OAPP QAPP","2016-01-07","CH20A54057","2016-01-19","M","B103","","PM-D1","CH21","","","2016-01-13"]
["10075314","PO582","PO582  Pompe de relevage N°1","CH21/U840/____UN03","UNITE DE NEUTRALISATION","MXM441-1101EFFV1-H","E12170330","IWAKI (SUISSE) SA","","T0102","PROD EHS  BUS  APPR OAPP QAPP","2017-07-28","CH20A54052","2018-02-15","M","B114","","PM-C5","CH21","","","2018-01-19"]
["10075315","PO583","PO583  Pompe de relevage N°2","CH21/U840/____UN03","UNITE DE NEUTRALISATION","MXM441-1101EFFV1-H","E12170329","IWAKI (SUISSE) SA","","T0102","PROD EHS  BUS  APPR OAPP QAPP","2017-07-28","CH20A54052","2018-02-15","M","B114","","PM-C5","CH21","","","2018-01-19"]
["10075316","PO584","PO584  Pompe de relevage N°3","CH21/U840/____UN03","UNITE DE NEUTRALISATION","MXM441-1101EFFV1-H","E12170328","IWAKI (SUISSE) SA","","T0102","PROD EHS  BUS  APPR OAPP QAPP","2017-07-28","CH20A54052","2018-02-15","M","B114","","PM-C5","CH21","","","2018-01-19"]
["10075317","PO585","PO585  Pompe relevage poste toutes eaux","CH21/U840/____UN03","UNITE DE NEUTRALISATION","COBRA-90M","","Tool Air","","T0102","PROD EHS  BUS  APPR OAPP QAPP","2017-07-28","CH20A54052","2018-02-15","M","B114","","PM-C5","CH21","","","2018-01-19"]
["10075486","PO587","PO587 Pompe de dosage : acide sulfurique","CH21/U840/____UN03","UNITE DE NEUTRALISATION","FKM-0003010L6T014","","Alltech","","T0103","PROD EHS  BUS  APPR OAPP QAPP","2018-03-05","CH20A54052","2018-02-15","M","B114","","PM-C5","CH21","","","2018-02-23"]
["10075487","PO588","PO588  Pompe à chaleur","CH21/B114","Building T Neutralisation","61WG-50A","","CARRIER","","T0103","PROD EHS  APPR OAPP QAPP","2017-12-08","CH20A54052","2018-02-15","M","B114","","PM-C5","CH21","","","2018-03-30"]
["10075496","PO589","PO589  Pompe péristaltique","CH21/P101","Tech Biotech","630 DUN/R","171027-136667","WATSON & MARLOW","","A0129","PROD GMP  APPR OAPP QAPP","2017-12-01","CH20A54055","2018-02-16","M","B101","","PM-A","CH21","","","2018-02-01"]
["10002111","PO59","POMPE A ENGRENAGES","CH21/S099","Dispo","MVZ","19-0915","ISMATEC SA","","? (B1012","OUT  APPR OAPP QAPP","1990-01-01","CH20A54052","2010-09-10","M","","","PM-A","CH21","","? (B10122","2010-09-10"]
["10075498","PO591","PO591  Pompe péristaltique","CH21/P101","Tech Biotech","630 DUN/R","171027-143565","WATSON & MARLOW","","A0129","PROD GMP  APPR OAPP QAPP","2017-12-01","CH20A54055","2018-02-16","M","B101","","PM-A","CH21","","","2018-02-01"]
["10075499","PO592","PO592  Pompe péristaltique","CH21/P101","Tech Biotech","530 DUN/R","171023-136664","WATSON & MARLOW","","A0129","PROD GMP  APPR OAPP QAPP","2017-12-01","CH20A54055","2018-02-16","M","B101","","PM-A","CH21","","","2018-02-01"]
["10075501","PO594","PO594  Pompe péristaltique","CH21/P101","Tech Biotech","530 DUN/R","171023-136666","WATSON & MARLOW","","A0129","PROD GMP  APPR OAPP QAPP","2017-12-01","CH20A54055","2018-02-16","M","B101","","PM-A","CH21","","","2018-02-01"]
["10075502","PO595","PO595  Pompe péristaltique","CH21/P101","Tech Biotech","530 DUN/R","171207-143560","WATSON & MARLOW","","A0129","PROD GMP  APPR OAPP QAPP","2017-12-01","CH20A54055","2018-02-16","M","B101","","PM-A","CH21","","","2018-02-01"]
["10075503","PO596","PO596  Pompe péristaltique","CH21/P101","Tech Biotech","530 DUN/R","171207-143561","WATSON & MARLOW","","A0129","PROD GMP  APPR OAPP QAPP","2017-12-01","CH20A54055","2018-02-16","M","B101","","PM-A","CH21","","","2018-02-01"]
["10075504","PO597","PO597  Pompe péristaltique","CH21/P101","Tech Biotech","530 DUN/R","171207-143562","WATSON & MARLOW","","A0129","PROD GMP  APPR OAPP QAPP","2017-12-01","CH20A54055","2018-02-16","M","B101","","PM-A","CH21","","","2018-02-01"]
["10076333","PO599","PO599 Pompe péristaltique échantillons","CH21/U840/____UN03","UNITE DE NEUTRALISATION","LIQUISTATION CSF48","","ENDRESS+HAUSER METSO AG","","T0001","PROD EHS  APPR OAPP QAPP","2017-07-28","CH20A54052","2018-04-18","M","B114","","PM-C5","CH21","","","2018-01-10"]
["10079425","PO600","PO600 Pompe à engrenages","CH21/P101","Tech Biotech","BVP-Z","D18000340","ISMATEC SA","","A0129","PROD GMP  APPR OAPP QAPP","2018-05-01","CH20A54055","2018-09-13","M","B101","","PM-V4","CH21","","","2019-09-01"]
["10079426","PO601","PO601 Pompe à engrenages","CH21/P101","Tech Biotech","BVP-Z","C18000831","ISMATEC SA","","A0129","PROD GMP  APPR OAPP QAPP","2018-05-01","CH20A54055","2018-09-13","M","B101","","PM-V4","CH21","","","2019-09-01"]
["10079427","PO602","PO602 Pompe à engrenages","CH21/P101","Tech Biotech","BVP-Z","B18001335","ISMATEC SA","","A0129","PROD GMP  APPR OAPP QAPP","2018-05-01","CH20A54055","2018-09-13","M","B101","","PM-V4","CH21","","","2019-09-01"]
["10079429","PO604","PO604 Pompe à engrenages","CH21/P101","Tech Biotech","BVP-Z","C18000879","ISMATEC SA","","A0129","PROD GMP  APPR OAPP QAPP","2018-05-01","CH20A54055","2018-09-13","M","B101","","PM-V4","CH21","","","2019-09-01"]
["10079431","PO605","PO605 Pompe à engrenages","CH21/P101","Tech Biotech","BVP-Z","C18000878","ISMATEC SA","","A0129","PROD GMP  APPR OAPP QAPP","2018-05-01","CH20A54055","2018-09-13","M","B101","","PM-V4","CH21","","","2019-09-01"]
["10081825","PO607","PO607  Pompe eau glacée","","","","","","","","CON  NAPP",null,"CH20A54052","2019-03-21","M","","","PM-C5","CH21","",""]
["10081826","PO608","PO608  Pompe eau chaude HVAC 1","","","","","","","","CON  NAPP",null,"CH20A54052","2019-03-21","M","","","PM-C5","CH21","",""]
["10081824","PO609","PO609  Pompe eau chaude HVAC 2","","","","","","","","CON  NAPP",null,"CH20A54052","2019-03-21","M","","","PM-C5","CH21","",""]
["10002853","PO61","POMPE A ENGRENAGES","CH21/S099","Dispo","MVZ","ISM001-0062","ISMATEC SA","","B","OUT  GMP  APPR OAPP QAPP","1990-01-01","CH20A54052","2010-09-10","M","B102","","PM-A","CH21","","B","2010-09-10"]
["10081829","PO611","PO611  Pompe drains solvants 1","","","","","","","","CON  NAPP",null,"CH20A54052","2019-03-21","M","","","PM-C5","CH21","",""]
["10081828","PO612","PO612  Pompe drains solvants 2","","","","","","","","CON  NAPP",null,"CH20A54052","2019-03-21","M","","","PM-C5","CH21","",""]
["10081830","PO613","PO613  Pompe eau glycolée","","","","","","","","CON  NAPP",null,"CH20A54052","2019-03-21","M","","","PM-C5","CH21","",""]
["10081958","PO614","PO614  Pompe Périlstaltique","CH21/P110","Zone Prod Biotech s/sol USP3","730DUN/RE","190103-209001","WATSON & MARLOW","","B0160","PROD GMP  BUS  APPR OAPP QAPP","2019-03-15","CH20A55050","2019-04-02","M","B102","","PM-A","CH21","","","2019-04-10"]
["10004158","PO69","POMPE A ENGRENAGES","CH21/S099","Dispo","MV-Z","ISM001-0178","","","?  (B101","OUT  GMP  APPR OAPP QAPP","1990-01-01","CH20A54052","2010-09-10","M","","","PM-A","CH21","","?  (B10129","2010-09-10"]
["10002841","PO72","POMPE A ENGRENAGES","CH21/P152","Zone Production DSP","MV-Z","ISM001-0180","","","A1023","PROD APPR OAPP QAPP","1990-01-01","CH20A54055","2010-09-10","M","B101","","PM-A","CH21","","","2010-09-10"]
["10002102","PO75","POMPE A ENGRENAGES","CH21/S099","Dispo","MV-Z","ISM001-0058","ISMATEC SA","","? (B1011","OUT  APPR OAPP QAPP","1990-01-01","CH20A54052","2010-09-10","M","","","PM-A","CH21","","? (B10119","2010-09-10"]
["10003519","PO76","GEAR WHEEL PUMP","CH21/P152","Zone Production DSP","MV-Z","19022","","","A1023","PROD APPR OAPP QAPP","1990-01-01","CH20A54055","2010-09-10","M","B101","","PM-A","CH21","","","2010-09-10"]
["10002100","PO78","POMPE PERISTALTIC","CH21/S099","Dispo","XX8000230","415926","","","STOCK  (","OUT  APPR OAPP QAPP","1990-01-01","CH20A54052","2010-09-10","M","","","PM-A","CH21","","STOCK  (B10121","2010-09-10"]
["10002618","PO79","VACUM POMPE","CH21/P152","Zone Production DSP","MZ 2 C","8010","VACUUMBRAND GmbH","","A1023","PROD APPR OAPP QAPP","1990-01-01","CH20A54055","2010-09-10","M","B101","","PM-A","CH21","","","2010-09-10"]
["10004281","PO85","POMPE A ENGRENAGES","CH21/P122","Zone DSP4","ISM227D","0636","ISMATEC SA","","B10145","PROD APPR OAPP QAPP","1992-10-06","CH20A54055","2010-09-10","M","B102","","PM-A","CH21","","","2010-09-10"]
["10002531","PO86","POMPE PERISTALTIQUE","CH21/P122","Zone DSP4","6035/R","136096","","","B10144","PROD APPR OAPP QAPP","1989-09-01","CH20A54055","2010-09-10","M","B102","","PM-A","CH21","","","2010-09-10"]
["10002099","PO87","POMPE","CH21/S099","Dispo","F303K","30328668","","","STOCK","OUT  APPR OAPP QAPP","1993-04-01","CH20A54052","2010-09-10","M","","","PM-A","CH21","","STOCK","2010-09-10"]
["10000127","PO89","POMPE A LOBES","CH21/P120","Zone  DSP3","QU 100L 8 AR","687821","Asea Brown Boveri","BULK INT.LH","A0115","STO  GMP  BUS  APPR OAPP QAPP","1993-11-27","CH20A54055","2010-09-10","M","B101","X","PM-A","CH21","","","2010-09-10"]
["10000112","PO93","POMPE A LOBES","CH21/P122","Zone DSP4","QU 112 M 8 AR","699906","Asea Brown Boveri","Concentration LH","B1036","PROD BUS  APPR OAPP QAPP","1994-04-09","CH20A54055","2010-09-10","M","B102","X","PM-A","CH21","","","2010-09-10"]
["10002779","PO94","POMPE A ENGRENAGES","CH21/P122","Zone DSP4","MVZ","ISM227D-0645","ISMATEC SA","BULK INT.LH","B10150","PROD GMP  APPR OAPP QAPP","1992-11-25","CH20A54055","2010-09-10","M","B102","","PM-A","CH21","","","2010-09-10"]
["10068046","PT","Référence de Pression","CH21/S200","Technical services","DPI620I","3305792","APTOMET AG","","A0146","PROD GMP  APPR OAPP QAPP","2015-06-26","CH20A54052","2015-06-29","M","B101","","PM-V6","CH21","","","2015-07-15"]
["10069616","PT","Référence de pression","CH21/S200","Technical services","DPI620G","3311824","GE Measurement & Control Solut","","A0146","PROD GMP  APPR OAPP QAPP","2016-04-06","CH20A54052","2016-04-08","M","B101","","PM-V4","CH21","","Eliminé","2016-04-15"]
["10069617","PT","Référence de pression","CH21/S200","Technical services","DPI620G","3311923","GE Measurement & Control Solut","","A0146","PROD GMP  APPR OAPP QAPP","2016-04-06","CH20A54052","2016-04-08","M","B101","","PM-V4","CH21","","Eliminé","2016-04-15"]
["10069951","PT","Jauge à vide 0-1000 mbar","CH21/S200","Technical services","CMR361","44572324","PFEIFFER VACCUM AG","","A0146","PROD GMP  APPR OAPP QAPP","2016-05-10","CH20A54052","2016-05-11","M","B101","","PM-V1","CH21","","Eliminé","2016-05-30"]
["10070172","PT","Cellule de Pression DRUCK","CH21/S200","Technical services","PM620 -1 À 7 BAR G","4383349","GE MESUREMENT","","A0146","PROD GMP  APPR OAPP QAPP","2015-06-01","CH20A54052","2016-06-07","M","B101","","PM-V1","CH21","","","2015-07-15"]
["10070173","PT","Cellule de Pression DRUCK","CH21/S200","Technical services","PM620 -1 À 7 BAR G","10317498","GE MESUREMENT","","A0146","PROD GMP  APPR OAPP QAPP","2016-04-01","CH20A54052","2016-06-07","M","B101","","PM-V1","CH21","","","2016-04-15"]
["10070174","PT","Cellule de Pression DRUCK","CH21/S200","Technical services","PM620 -1 À 7 BAR G","10317491","GE MESUREMENT","","A0146","PROD GMP  APPR OAPP QAPP","2016-04-01","CH20A54052","2016-06-07","M","B101","","PM-V1","CH21","","","2016-04-15"]
["10070341","PT","Cellule de Pression DRUCK","CH21/S200","Technical services","PM620 0 À 20 BAR A","10427710","GE MESUREMENT","","A0146","PROD GMP  APPR OAPP QAPP","2016-07-04","CH20A54052","2016-07-05","M","B101","","PM-V6","CH21","","","2016-07-30"]
["10070343","PT","Cellule de Pression DRUCK","CH21/S200","Technical services","PM620 0 À 20 BAR A","10427705","GE MESUREMENT","","A0146","PROD GMP  APPR OAPP QAPP","2016-07-04","CH20A54052","2016-07-05","M","B101","","PM-V6","CH21","","","2016-07-30"]
["10070534","PT","Jauge à vide  0-1 mbar","CH21/S200/___IM495","Banc de vide  (ex:SBC 8468)","CMR-264","44104097","PFEIFFER VACCUM AG","","A0146","PROD GMP  APPR OAPP QAPP","2003-12-09","CH20A54052","2016-09-05","M","B101","","PM-V6","CH21","","","2003-12-10"]
["10002228","PT01","TRANSDUCTEUR DE PRESSION","CH21/P101","Tech Biotech","DPI701","8822/93-5","DRUCK","","A0129","PROD GMP  APPR OAPP QAPP","1993-05-01","CH20A54055","2010-09-10","M","B101","","PM-A","CH21","","","2010-09-10"]
["10002079","PT02","SONDE DE PRESSION","CH21/S200","Technical services","7780-01","441527","SENSOTEC","","A0151","STO  APPR OAPP QAPP","1990-01-01","CH20A54052","2010-09-10","Q","B101","","PM-V1","CH21","","","2010-09-10"]
["10002078","PT03","SONDE DE PRESSION","CH21/S200","Technical services","7780-01","441528","SENSOTEC","","A0151","STO  APPR OAPP QAPP","1990-01-01","CH20A54052","2010-09-10","Q","B101","","PM-V1","CH21","","","2010-09-10"]
["10002077","PT04","SONDE DE PRESSION","CH21/S200","Technical services","060-7780-01","669851","BAKRONA BASEL AG","","A0151","STO  APPR OAPP QAPP","1998-07-09","CH20A54052","2010-09-10","Q","B101","","PM-V1","CH21","","","2010-09-10"]
["10002010","PU03","Purgeur mobile","CH21/P121","Zone  DSP1","N/A","N/A","","","B1025","PROD GMP  APPR OAPP QAPP","2001-02-01","CH20A54055","2010-09-10","M","B102","","PM-A","CH21","","","2010-09-10"]
["10002009","PU04","Purgeur mobile","CH21/P121","Zone  DSP1","N/A","N/A","","","B1023","PROD GMP  APPR OAPP QAPP","2001-02-01","CH20A54055","2010-09-10","M","B102","","PM-A","CH21","","","2010-09-10"]
["10002008","PU05","Purgeur mobile","CH21/P121","Zone  DSP1","N/A","N/A","","","B1017","PROD GMP  APPR OAPP QAPP","2001-02-01","CH20A54055","2010-09-10","M","B102","","PM-A","CH21","","","2010-09-10"]
["10002007","PU06","Purgeur mobile","CH21/P121","Zone  DSP1","N/A","N/A","","","B1017","PROD GMP  APPR OAPP QAPP","2001-02-01","CH20A54055","2010-09-10","M","B102","","PM-A","CH21","","","2010-09-10"]
["10065738","PV","Pompe à vide","CH21/S400","Quality Control","P6Z-322003","140758","ILMVAC","","A1059","PROD GMP  APPR OAPP QAPP","2014-09-02","CH20A55050","2014-09-02","M","B101","","PM-A","CH21","","","2014-09-02"]
["10067883","PV","POMPE A VIDE","CH21/S400","Quality Control","WP6122050","021500016528","MILLIPORE","","H1-XJ","PROD APPR OAPP QAPP","2015-06-09","CH20A55050","2015-06-09","M","B101","","PM-A","CH21","","","2015-06-09"]
["10067884","PV","POMPE A VIDE","CH21/S400","Quality Control","WP6122050","DT/SR 021500016538","MILLIPORE","","A10","PROD APPR OAPP QAPP","2015-06-09","CH20A55050","2015-06-09","M","B101","","PM-A","CH21","","","2015-06-09"]
["10067885","PV","POMPE A VIDE","CH21/S400","Quality Control","WP6122050","DT/SR 021500016521","MILLIPORE","","A10","PROD APPR OAPP QAPP","2015-06-09","CH20A55050","2015-06-09","M","B101","","PM-A","CH21","","","2015-06-09"]
["10002535","PV10","POMPE A VIDE  (KNF)","CH21/P300","Pharmaceutical dry forms","SH810","N/A","","","A1015","PROD GMP  APPR OAPP QAPP","2000-02-24","CH20A54057","2010-09-10","M","B101","","PM-D1","CH21","","","2010-09-10"]
["10004337","PV13","Pompe à vide ( repris de IPL)","CH21/S099","Dispo","E2M28","A373-16-903","EDWARDS BOC AG","","B00TENTE","STO  APPR OAPP QAPP","2007-07-13","CH20A54052","2010-09-10","M","B102","","","CH21","","","2010-09-10"]
["10001537","PV15","POMPE A VIDE","CH21/S400","Quality Control","WP6122050","050800007138","","","A1093","PROD APPR OAPP QAPP","2008-07-07","CH20A55050","2010-09-10","M","B101","","PM-A","CH21","","","2010-09-10"]
["10003522","PV16","POMPE A VIDE","CH21/S400","Quality Control","","XX5522050","","","? A1069","PROD APPR OAPP QAPP","2008-07-07","CH20A55050","2010-09-10","M","B101","","PM-V1","CH21","","","2010-09-10"]
["10003498","PV17","POMPE A VIDE","CH21/S400","Quality Control","06266","F150262007","VACUUMBRAND GmbH","","A1008","PROD GMP  APPR OAPP QAPP","2008-07-07","CH20A55050","2010-09-10","M","B101","","PM-V1","CH21","","","2010-09-10"]
["10074975","PV18","PV18 POMPE A VIDE GC-MS","CH21/S400/___HP556","HP556   Chaîne Agilent  GC-CUSTOM","DUO 2.5","22040071","PFEIFFER","","A1080","PROD GMP  EHS  APPR OAPP QAPP","2017-05-01","CH20A55050","2018-01-15","M","B101","","PM-V1","CH21","","","2017-12-01"]
["10002911","RE02","COLLECTEUR DE FRACTION","CH21/P122","Zone DSP4","SUPER FRAC 200","80130901GN002638","GE HEALTHCARE EUROPE GMBH","","B10150","PROD GMP  BUS  APPR OAPP QAPP","1997-04-01","CH20A54055","2010-09-10","M","B102","","PM-A","CH21","","","2010-09-10"]
["10046752","RE05","HPLC: Fraction collector III","CH21/P128","Zone  DSP2","WATERS WFC ( ALLIANCE)","G11WFC970J","WATERS AG","","B10152","PROD GMP  BUS  APPR OAPP QAPP","2011-08-01","CH20A54055","2011-09-27","M","B102","","PM-V1","CH21","","","2011-10-17"]
["10039335","RP","Bioreactor BioWave 20 SPS","CH21/F091","Transfert à MSA","","00141-0604","SARTORIUS","BioWave 20 SPS","","CON  NAPP","2010-09-20","CH20A54052","2010-09-20","M","","","","CH21","Biologics & Immunology/Protein & Cell Sc",""]
["10001229","RP22","REACTEUR DEPROTECTION HF","CH21/S099","Dispo","1/B","N°01","","","A1034","OUT  APPR OAPP QAPP","1990-01-01","CH20A54052","2010-09-10","M","B101","","PM-A","CH21","","A1034","2010-09-10"]
["10001070","RP30","REACTEUR 30002","CH21/P151/____RP30","REACTEUR 30002","MBR 300 L (AUTOMATIQUE)","","CHEMAP AG","","B10148","PROD GMP  BUS  APPR OAPP QAPP","1994-01-01","CH20A54055","2010-09-10","M","B102","","PM-A","CH21","","","2010-10-05"]
["10000829","RP32","BIOREACTEUR 40l  (4005)","CH21/P111/____RP32","BIOREACTEUR  40l (4005","40L","1017.F2.94R","NEW MBR","SMF_USP_r-hLH","B1075","PROD GMP  BUS  APPR OAPP QAPP","1995-03-01","CH20A54055","2010-09-10","M","B102","","PM-A","CH21","","","2010-10-05"]
["10000812","RP36","BIOREACTEUR 75L","CH21/P111/____RP36","BIOREACTEUR 75L","75 L","1047F2-96R","NEW MBR","SMF_USP_r-hFSH","B1058","PROD GMP  BUS  APPR OAPP QAPP","1996-09-04","CH20A54055","2010-09-10","M","B102","","PM-A","CH21","","","2010-09-10"]
["10001038","RP37","BIOREACTEUR 75L","CH21/P111/____RP37","BIOREACTEUR 75L","75 L","1047F396R","NEW MBR","SMF_USP_r-hFSH","B1058","PROD GMP  BUS  APPR OAPP QAPP","1998-04-01","CH20A54055","2010-09-10","M","B102","","PM-A","CH21","","","2010-09-10"]
["10000957","RP38","RP38 BIOREACTEUR 75L","CH21/P111/____RP38","BIOREACTEUR 75L","75 L","1047-F4-96R","NEW MBR","SMF_USP_r-hCG r-hFSH","B1042","PROD GMP  BUS  APPR OAPP QAPP","1999-03-01","CH20A54055","2010-09-10","M","B102","","PM-A","CH21","","","2010-09-10"]
["10000995","RP39","BIOREACTEUR 350 L","CH21/S099","Dispo","350L","1074-F2-97R","NEW MBR","","CA0002","STO  GMP  BUS  APPR OAPP QAPP","2001-07-01","CH20A54055","2010-09-10","M","B102","","PM-A","CH21","","","2010-10-05"]
["10000585","RP41","BIOREACTEUR 300 litres","CH21/P110/____RP41","BIOREACTEUR 300 L","NEW MBR 300 L","2024-300-SB 2200 2003 CH","NEW MBR","","B00TENTE","STO  GMP  BUS  APPR OAPP QAPP","2003-07-01","CH20A54052","2010-09-10","M","B102","","PM-A","CH21","","","2010-09-10"]
["10000441","RP42","BIOREACTEUR 300 litres","CH21/P110/____RP42","BIOREACTEUR 300 L","MBR 300 LITRES","2024-300-SB-2210 2003 CH","NEW MBR","","B0144","PROD GMP  BUS  APPR OAPP QAPP","2003-07-21","CH20A54052","2010-09-10","M","B102","","PM-A","CH21","","","2010-09-10"]
["10000813","RP45","Bioréacteur 40 L (Ex.6318 LSV)","CH21/P101/____RP45","Bioréacteur 40 L","40L","1017.F3.94R","NEW MBR","","A0115","PROD GMP  APPR OAPP QAPP","1995-03-01","CH20A54055","2010-09-10","M","B101","","PM-A","CH21","","","2010-10-05"]
["10000948","RP46","Bioréacteur 40 L  RP46  (EX: 6320 LSV)","CH21/P151/____RP46","Bioréacteur 40 L","MBR 40 L WA 2009","2009-F2-2001R","NEW MBR","","B0148","PROD GMP  APPR OAPP QAPP","1990-01-01","CH20A54055","2010-09-10","M","B102","","PM-A","CH21","","","2010-10-05"]
["10001137","RP48","Bioréacteur 40L  RP48  (EX: 7312 LSV)","CH21/P151/____RP48","Bioréacteur 40 L","MBR 40 L","2015-F2-2001.R","NEW MBR","","B0148","PROD GMP  BUS  APPR OAPP QAPP","2002-01-07","CH20A54055","2010-09-10","M","B102","","PM-A","CH21","","","2010-10-05"]
["10000801","RP49","Bioréacteur 40 L (Ex. 6314 LSV)","CH21/P151/____RP49","Bioréacteur 40 L","MBR 15L WA11-740/04","839","NEW MBR","","A0115","PROD GMP  BUS  APPR OAPP QAPP","1992-03-01","CH20A54055","2010-09-10","M","B101","","PM-A","CH21","","","2010-10-05"]
["10000006","RP52","Bioréacteur NBS 75 L","CH21/P118/____RP52","Bioréacteur","N/A","2281","NEW BRUNSWICK SCIENT. CO. INC.","SMF_USP_r-hIFN","B1075","PROD GMP  BUS  APPR OAPP QAPP","2005-12-20","CH20A54055","2010-09-10","M","B102","","PM-A","CH21","","","2010-09-10"]
["10000007","RP53","Bioréacteur NBS 75 L","CH21/P118/____RP53","Bioréacteur","N/A","2282","NEW BRUNSWICK SCIENT. CO. INC.","SMF_USP_r-hIFN","B1075","PROD GMP  BUS  APPR OAPP QAPP","2005-12-20","CH20A54055","2010-09-10","M","B102","","PM-A","CH21","","","2010-09-10"]
["10040974","RP54","Bioréacteur NBS 75 L","CH21/P118","Zone Production USP2","N/A","2250","NEW BRUNSWICK SCIENT. CO. INC.","SMF_USP_r-hIFN","B00TENTE","PROD GMP  BUS  APPR OAPP QAPP","1999-01-01","CH20A54055","2010-10-04","M","B102","","PM-A","CH21","","","1999-01-01"]
["10024642","RP55","Bioréacteur NBS 75 L  RP55  (LSV=13215)","CH21/P118","Zone Production USP2","N/A","2231","NEW BRUNSWICK SCIENT. CO. INC.","SMF_USP_r-hIFN","B00TENTE","PROD GMP  BUS  APPR OAPP QAPP","2007-04-25","CH20A54055","2010-09-16","M","B102","","PM-A","CH21","","","2010-09-16"]
["10003645","RP68","Bioréacteur  Biostat B-DW Bbraun","CH21/P151","Zone Production USP5 s/sol","B-DW BBRAUN 8847142","01426/08","SARTORIUS Stedim Biotech GMBH","","B0148","PROD GMP  BUS  APPR OAPP QAPP","2008-09-15","CH20A54055","2010-09-10","M","B102","","PM-A","CH21","","","2010-09-10"]
["10003639","RP69","Bioréacteur  Biostat B-DW Bbraun","CH21/P151","Zone Production USP5 s/sol","B-DW BBRAUN 8847142","01418/08","SARTORIUS Stedim Biotech GMBH","","B0148","PROD GMP  BUS  APPR OAPP QAPP","2008-09-15","CH20A54055","2010-09-10","M","B102","","PM-A","CH21","","","2010-09-10"]
["10003638","RP70","Bioréacteur  Biostat B-DW Bbraun","CH21/P151","Zone Production USP5 s/sol","B-DW BBRAUN 8847142","01419/08","SARTORIUS Stedim Biotech GMBH","","B0148","PROD GMP  BUS  APPR OAPP QAPP","2008-09-15","CH20A54055","2010-09-10","M","B102","","PM-A","CH21","","","2010-09-10"]
["10003637","RP71","Bioréacteur  Biostat B-DW Bbraun","CH21/P151","Zone Production USP5 s/sol","B-DW BBRAUN 8847142","01401/08","SARTORIUS Stedim Biotech GMBH","","B0148","PROD GMP  BUS  APPR OAPP QAPP","2008-09-15","CH20A54055","2010-09-10","M","B102","","PM-A","CH21","","","2010-09-10"]
["10014920","RP73","RP73       Bioréacteur  New MBR 300 L","CH21/P111/____RP73","BIOREACTEUR 75L","NEW MBR 300 L  SB2140","2022-FS-02R/ITEM V-B2141","NEW MBR","","B1058","PROD GMP  BUS  APPR OAPP QAPP","2003-02-11","CH20A54055","2010-09-16","M","B102","X","PM-A","CH21","","","2010-09-16"]
["10070157","RP74","RP74      Bioréacteur  New MBR 300 L","CH21/P111","Zone  USP1 et USP4","NEW MBR 300 L","2024-F1-03.R","NEW MBR","","B1042","PROD GMP  BUS  APPR OAPP QAPP","2003-02-11","CH20A54055","2016-06-01","M","B102","X","PM-A","CH21","","","2016-06-20"]
["10070167","RP76","RP76      Bioréacteur  75L","CH21/P111","Zone  USP1 et USP4","75 L","WA10655/04","NEW MBR","","B1058","PROD GMP  BUS  APPR OAPP QAPP","2016-06-01","CH20A54055","2016-06-02","M","B102","","PM-A","CH21","","","2016-06-01"]
["10070964","RP77","RP77:   Bioréacteur 2000 L","CH21/P151","Zone Production USP5 s/sol","MSP33105101","M14124-01","MILLIPORE","","B0148","PROD NAPP WOAP","2015-07-01","CH20A54055","2016-11-29","M","B102","","PM-A","CH21","","","2015-07-01"]
["10072838","RP78","RP78  Bioréacteur  200 l modius","CH21/P151","Zone Production USP5 s/sol","MSPNA33106001","M17106-01","CONECRAFT","","B0148","PROD APPR OAPP QAPP","2017-03-16","CH20A54055","2017-08-16","M","B102","","PM-A","CH21","","","2017-07-26"]
["10073038","RP79","RP79:   Bioréacteur 2000 L","CH21/P151","Zone Production USP5 s/sol","MOBIUS 2000L BIOREACTOR","M17107-01","MILLIPORE","","B0144","PROD GMP  BUS  APPR OAPP QAPP","2017-09-11","CH20A54055","2017-09-20","M","B102","","PM-A","CH21","","","2017-09-15"]
["10074045","RP81","RP81  Bioréacteur modius  2000 l","CH21/P110","Zone Prod Biotech s/sol USP3","MOBIUS 2000L BIOREACTOR","M17143-02","Merck Millipore Ltd.","","B0144","PROD GMP  BUS  APPR OAPP QAPP","2017-12-06","CH20A54055","2017-11-09","M","B102","","PM-A","CH21","","","2017-12-07"]
["10014110","RS","Container de transport d'azote liquide","CH21/S099","Dispo","XL-240/PB","754-005","TAYLOR-WHARTON","","A0111","STO  GMP  BUS  APPR OAPP QAPP","2001-12-15","CH20A54055","2010-09-16","M","B101","","PM-A","CH21","","","2010-09-16"]
["10014243","RS","Container de transport d'azote liquide","CH21/S099","Dispo","RANGER XL-180","420-002","TAYLOR-WHARTON","","A0111","STO  GMP  BUS  APPR OAPP QAPP","2001-07-05","CH20A54055","2010-09-16","M","B101","","PM-A","CH21","","","2010-09-16"]
["10067428","RS","Réservoir mobile: Mobius","CH21/P120/___HP548","Système: Mobius FlexReady   HP548","TANK100LST220V","RDP1311008","Merck Millipore Ltd.","","B10128","PROD GMP  BUS  APPR OAPP QAPP","2014-05-01","CH20A54055","2015-03-17","M","B102","","PM-A","CH21","","","2014-09-25"]
["10072610","RS","Container mobile d'azote liquide","CH21/P190","Cellule","APOLLO 200","64374","CRYOTHERM","","A0137","PROD APPR OAPP QAPP","2017-06-30","CH20A54055","2017-06-30","M","B101","","PM-A","CH21","","","2017-01-01"]
["10004181","RS03","RESERVOIR TANK 160 L","CH21/S099","Dispo","","14435 605072","NEW MBR","","A1035","OUT  APPR OAPP QAPP","1986-01-01","CH20A54052","2010-09-10","M","B101","","PM-A","CH21","","A1035","2010-09-10"]
["10004229","RS07","RESERVOIR MEILI 400 L","CH21/S099","Dispo","STAINLESS STEEL","4390-3","NEW MBR","","A1035","OUT  APPR OAPP QAPP","1989-01-01","CH20A54052","2010-09-10","M","B101","","PM-A","CH21","","A1035","2010-09-10"]
["10003291","RS08","RESERVOIR MEILI 250 L","CH21/S099","Dispo","STAINLESS STEEL","4390-2","NEW MBR","","A1035","OUT  APPR OAPP QAPP","1989-01-01","CH20A54052","2010-09-10","M","B101","","PM-A","CH21","","A1035","2010-09-10"]
["10002964","RS09","RESERVOIR MEILI 250 L","CH21/S099","Dispo","STAINLESS STEEL","4390-1","NEW MBR","","A1035","OUT  APPR OAPP QAPP","1989-01-01","CH20A54052","2010-09-10","M","B101","","PM-A","CH21","","A1035","2010-09-10"]
["10003528","RS100","CUVE INOX 20l","CH21/P300","Pharmaceutical dry forms","FHZ29","","DE JONG GORREDIJK","","A0035","PROD GMP  APPR OAPP QAPP","1995-01-01","CH20A54057","2010-09-10","M","B101","","PM-D1","CH21","","","2010-09-10"]
["10003319","RS102","CUVE INOX CONIQUE 100L","CH21/P122","Zone DSP4","100L","1","TBC","","B10148","PROD GMP  BUS  APPR OAPP QAPP","1995-01-01","CH20A54055","2010-09-10","M","B102","","PM-A","CH21","","","2010-09-10"]
["10003428","RS103","CUVE INOX CONIQUE 100 L","CH21/P122","Zone DSP4","","2","TBC","","B10148","PROD GMP  APPR OAPP QAPP","1995-01-01","CH20A54055","2010-09-10","M","B102","","PM-A","CH21","","","2010-09-10"]
["10003208","RS105","CUVE INOX 100L","CH21/P121","Zone  DSP1","100L","N/A","DE JONG GORREDIJK","","B1047","PROD APPR OAPP QAPP","1996-11-01","CH20A54055","2010-09-10","M","B102","","PM-A","CH21","","","2010-09-10"]
["10002212","RS108","CUVE INOX 100L","CH21/P122","Zone DSP4","100L","9618109","DE JONG GORREDIJK","","B10144","PROD GMP  BUS  APPR OAPP QAPP","1996-11-01","CH20A54055","2010-09-10","M","B102","","PM-A","CH21","","","2010-09-10"]
["10002727","RS111","CUVE INOX 100L","CH21/P121","Zone  DSP1","100L","9618106","DE JONG GORREDIJK","","B1047","PROD APPR OAPP QAPP","1996-11-01","CH20A54055","2010-09-10","M","B102","","PM-A","CH21","","","2010-09-10"]
["10004200","RS112","CUVE INOX 100L","CH21/S099","Dispo","100L","9618105","DE JONG GORREDIJK","","? A0141","OUT  APPR OAPP QAPP","1996-11-01","CH20A54052","2010-09-10","M","","","PM-A","CH21","","? A0141","2010-09-10"]
["10004186","RS113","CUVE INOX 100L","CH21/P122","Zone DSP4","100L","9618104","DE JONG GORREDIJK","","B10144","PROD GMP  BUS  APPR OAPP QAPP","1996-11-01","CH20A54055","2010-09-10","M","B102","","PM-A","CH21","","","2010-09-10"]
["10003338","RS114","CUVE INOX 100L","CH21/P152","Zone Production DSP","100L","300484-D","DE JONG GORREDIJK","","B0151","STO  GMP  APPR OAPP QAPP","1996-12-01","CH20A54055","2010-09-10","M","B102","","PM-A","CH21","","","2010-09-10"]
["10002500","RS118","CUVE  MOBILE  110L","CH21/P128","Zone  DSP2","110L","1069-B2-97-P","NEW MBR","","B1030","PROD APPR OAPP QAPP","1997-04-01","CH20A54055","2010-09-10","M","B102","","PM-A","CH21","","","2010-09-10"]
["10002434","RS126","CUVE MOBILE 330 L","CH21/P170","Zone Production de Milieu s/sol","CUVE MOBILE 330 LITRES","311022","STAWAG BIOTECH AG","","B0142","PROD GMP  BUS  APPR OAPP QAPP","1990-01-01","CH20A54055","2010-09-10","M","B102","","PM-A","CH21","","","2010-09-10"]
["10002070","RS128","CUVE   inox 100L  N°54","CH21/P170","Zone Production de Milieu s/sol","100 L","2060140","STAWAG BIOTECH AG","","B0160","PROD GMP  BUS  APPR OAPP QAPP","1993-02-01","CH20A54055","2010-09-10","M","B102","","PM-A","CH21","","","2010-09-10"]
["10002069","RS129","Cuve de stockage 100 litres","CH21/P170","Zone Production de Milieu s/sol","CUVE MOBILE 100 L","20355.1/00","STAWAG BIOTECH AG","","A0142","PROD GMP  BUS  APPR OAPP QAPP","2000-03-23","CH20A54055","2010-09-10","M","B101","","PM-A","CH21","","","2010-09-10"]
["10002068","RS132","Cuve de stockage 100 litres","CH21/P170","Zone Production de Milieu s/sol","CUVE MOBILE 100 L","20355.4/00","STAWAG BIOTECH AG","","A0142","PROD GMP  BUS  APPR OAPP QAPP","2000-03-23","CH20A54055","2010-09-10","M","B101","","PM-A","CH21","","","2010-09-10"]
["10004253","RS133","Cuve 800 l poches plastiques stériles","CH21/P111","Zone  USP1 et USP4","CUVE 800 LITRES","A871","DRU STAINLESS STEEL PRODUCTS","","B1025","PROD GMP  APPR OAPP QAPP","2001-07-12","CH20A54055","2010-09-10","M","B102","","PM-A","CH21","","","2010-10-05"]
["10002908","RS135","Cuve 800 l poches plastiques stériles","CH21/P111","Zone  USP1 et USP4","","A966","DRU STAINLESS STEEL PRODUCTS","","B1025","PROD GMP  APPR OAPP QAPP","2001-07-12","CH20A54055","2010-09-10","M","B102","","PM-A","CH21","","","2010-10-05"]
["10003323","RS136","Cuve 800 l poches plastiques stériles","CH21/P111","Zone  USP1 et USP4","","A967","DRU STAINLESS STEEL PRODUCTS","","B1025","PROD GMP  APPR OAPP QAPP","2001-07-12","CH20A54055","2010-09-10","M","B102","","PM-A","CH21","","","2010-10-05"]
["10002599","RS137","Cuve 800 l poches plastiques stériles","CH21/P111","Zone  USP1 et USP4","","A969","DRU STAINLESS STEEL PRODUCTS","","B1025","PROD GMP  APPR OAPP QAPP","2001-07-12","CH20A54055","2010-09-10","M","B102","","PM-A","CH21","","","2010-10-05"]
["10002792","RS138","Cuve 800 l poches plastiques stériles","CH21/P111","Zone  USP1 et USP4","","A872","DRU STAINLESS STEEL PRODUCTS","","B1025","PROD GMP  APPR OAPP QAPP","2001-07-12","CH20A54055","2010-09-10","M","B102","","PM-A","CH21","","","2010-10-05"]
["10003218","RS14","RESERVOIR FOND CONIQUE","CH21/S099","Dispo","","","","","B00TENTE","STO  GMP  APPR OAPP QAPP","1994-03-01","CH20A54055","2010-09-10","M","B102","","PM-A","CH21","","","2010-09-10"]
["10004193","RS140","Cuve 800 l poches plastiques stériles","CH21/P111","Zone  USP1 et USP4","","A870","DRU STAINLESS STEEL PRODUCTS","","B1042","PROD GMP  APPR OAPP QAPP","2001-07-12","CH20A54055","2010-09-10","M","B102","","PM-A","CH21","","","2010-10-05"]
["10004077","RS145","Cuve DRU 800 l poche plastique stérile","CH21/P111","Zone  USP1 et USP4","N/A","B621","DRU STAINLESS STEEL PRODUCTS","","B1042","PROD GMP  APPR OAPP QAPP","2002-11-07","CH20A54055","2010-09-10","M","B102","","PM-A","CH21","","","2010-09-10"]
["10004198","RS146","CUVE INOX 100L","CH21/P300","Pharmaceutical dry forms","FHZ 36.01","N/A","SKAN AG","","B0039","PROD APPR OAPP QAPP","2001-01-01","CH20A54057","2010-09-10","M","B102","","PM-D1","CH21","","","2010-09-10"]
["10002633","RS147","CUVE INOX 100L","CH21/P300","Pharmaceutical dry forms","FHZ 36.01","N/A","SKAN AG","","B0039","PROD APPR OAPP QAPP","2001-01-01","CH20A54057","2010-09-10","M","B102","","PM-D1","CH21","","","2010-09-10"]
["10002668","RS148","CUVE INOX 100L","CH21/P302","Pharmaceutical - ligne 2","FHZ 36.01","N/A","SKAN AG","","M0028","PROD APPR OAPP QAPP","2001-01-01","CH20A54057","2010-09-10","M","B103","","PM-D1","CH21","","","2010-09-10"]
["10002669","RS15","CUVE A  FOND CONIQUE","CH21/S099","Dispo","","","TBC","","B00TENTE","STO  GMP  BUS  APPR OAPP QAPP","1993-12-01","CH20A54055","2010-09-10","M","B102","","PM-A","CH21","","","2010-09-10"]
["10003177","RS150","CUVE INOX 100L","CH21/P302","Pharmaceutical - ligne 2","FHZ 36.01","N/A","SKAN AG","","M0028","PROD APPR OAPP QAPP","2001-01-01","CH20A54057","2010-09-10","M","B103","","PM-D1","CH21","","","2010-09-10"]
["10003055","RS151","CUVE INOX 100L","CH21/P302","Pharmaceutical - ligne 2","FHZ 36.01","N/A","SKAN AG","","M0028","PROD APPR OAPP QAPP","2001-01-01","CH20A54057","2010-09-10","M","B103","","PM-D1","CH21","","","2010-10-05"]
["10000107","RS152","CUVE INOX 100L à fond conique","CH21/P121","Zone  DSP1","100L","HP22-RS300","MAVAG VERFAHRENSTECHNIK AG.","","B1042","PROD GMP  APPR OAPP QAPP","2003-02-14","CH20A54055","2010-09-10","M","B102","X","PM-A","CH21","","","2010-09-10"]
["10004247","RS154","CUVE MOBILE  INOX  28 L à fond conique","CH21/P128","Zone  DSP2","28 L","HP21-RS100","MAVAG VERFAHRENSTECHNIK AG.","","B10116","PROD GMP  APPR OAPP QAPP","1995-01-01","CH20A54055","2010-09-10","M","B102","","PM-A","CH21","","","2010-09-10"]
["10003527","RS155","CUVE MOBILE  INOX  40 L à fond conique","CH21/P122","Zone DSP4","40 L","HP22RS100","MAVAG VERFAHRENSTECHNIK AG.","","B10148","PROD GMP  APPR OAPP QAPP","1995-01-01","CH20A54055","2010-09-10","M","B102","","PM-A","CH21","","","2010-09-10"]
["10002921","RS157","CUVE MOBILE  INOX  15 L à fond conique","CH21/P120","Zone  DSP3","15 L","HP21RS700","MAVAG VERFAHRENSTECHNIK AG.","","A0129","PROD GMP  APPR OAPP QAPP","1995-01-01","CH20A54055","2010-09-10","M","B101","","PM-A","CH21","","","2010-09-10"]
["10002750","RS158","CUVE INOX 100L","CH21/P302","Pharmaceutical - ligne 2","FHZ 36.01","N/A","SKAN AG","","M0028","PROD APPR OAPP QAPP","2004-01-01","CH20A54057","2010-09-10","M","B103","","PM-D1","CH21","","","2010-09-10"]
["10004201","RS16","RS16 CUVE A  FOND CONIQUE","CH21/P121","Zone  DSP1","","","TBC","","B1047","PROD GMP  BUS  APPR OAPP QAPP","1993-12-01","CH20A54055","2010-09-10","M","B102","","PM-A","CH21","","","2010-09-10"]
["10004172","RS160","CUVE  mobile INOX  50 L","CH21/P101","Tech Biotech","50 L","2060229","MAVAG VERFAHRENSTECHNIK AG.","","B0150","PROD GMP  APPR OAPP QAPP","2004-10-26","CH20A54055","2010-09-10","M","B102","","PM-A","CH21","","","2010-09-10"]
["10001680","RS162","CUVE  INOX  100 L","CH21/P121","Zone  DSP1","100 L","93.49939.1","","","B1047","PROD APPR OAPP QAPP","2005-12-01","CH20A54055","2010-09-10","M","B102","","PM-A","CH21","","","2010-09-10"]
["10001679","RS163","CUVE  INOX  100 L","CH21/P121","Zone  DSP1","100 L","93.74218.3","","","B1047","PROD APPR OAPP QAPP","2005-12-01","CH20A54055","2010-09-10","M","B102","","PM-A","CH21","","","2010-09-10"]
["10004168","RS17","CUVE A  FOND CONIQUE","CH21/S099","Dispo","","","TBC","","B00TENTE","STO  GMP  BUS  APPR OAPP QAPP","1993-12-01","CH20A54055","2010-09-10","M","B102","","PM-A","CH21","","","2010-09-10"]
["10004156","RS201","Régulateur niv. bac N2 liquide","CH21/P190","Cellule","RN24","892","TBT","","A0139","PROD GMP  APPR OAPP QAPP","1990-01-01","CH20A54055","2010-09-10","M","B101","","PM-H1","CH21","","","2010-09-10"]
["10003317","RS204","Régulateur niv. bac N2 liquide","CH21/P190","Cellule","RN24","1092","TBT","","A0137","PROD GMP  APPR OAPP QAPP","1990-01-01","CH20A54055","2010-09-10","M","B101","","PM-H1","CH21","","","2010-09-10"]
["10005516","RS205","Régulateur niv. bac N2 liquide","CH21/P190","Cellule","RN24","1204","TBT","","A0137","PROD GMP  APPR OAPP QAPP","1990-01-01","CH20A54055","2010-09-10","M","B101","","PM-H1","CH21","","","2010-09-10"]
["10002839","RS208","Régulateur niv. bac N2 liquide   RS208","CH21/P190","Cellule","RN24","1206","TBT","","A0129","PROD GMP  APPR OAPP QAPP","1990-01-01","CH20A54055","2010-09-10","M","B101","","PM-H1","CH21","","A0139","2010-09-10"]
["10004160","RS209","Régulateur niv. bac N2 liquide","CH21/P190","Cellule","RN24","1091","TBT","","A0137","PROD GMP  APPR OAPP QAPP","1990-01-01","CH20A54055","2010-09-10","M","B101","","PM-H1","CH21","","","2010-09-10"]
["10002592","RS210","Régulateur niv. bac N2 liquide","CH21/P190","Cellule","RN24","902","TBT","","A0137","PROD GMP  APPR OAPP QAPP","1990-01-01","CH20A54055","2010-09-10","M","B101","","PM-H1","CH21","","","2010-09-10"]
["10003186","RS211","Régulateur niv. bac N2 liquide","CH21/P190","Cellule","RN24","817","TBT","","A0137","PROD GMP  APPR OAPP QAPP","1990-01-01","CH20A54055","2010-09-10","M","B101","","PM-H1","CH21","","","2010-09-10"]
["10002540","RS215","THERMOS D'AZOTE Voyageur 12","CH21/P190","Cellule","VOYAGEUR 12","N/A","Air Liquide","","A0139","PROD GMP  APPR OAPP QAPP","1994-03-01","CH20A54055","2010-09-10","M","B101","","PM-H1","CH21","","","2010-09-10"]
["10003345","RS219","Régulateur niv. bac N2 liquide   RS219","CH21/P190","Cellule","RN24","1132","TBT","","A0129","STO  GMP  APPR OAPP QAPP","1993-01-01","CH20A54055","2010-09-10","M","B101","","PM-H1","CH21","","","2010-09-10"]
["10000134","RS22","CUVE DE COLLECTE","CH21/P121","Zone  DSP1","INOX 50L","601296","STAWAG BIOTECH AG","BULK INT.LH","B1017","PROD GMP  BUS  APPR OAPP QAPP","1993-03-01","CH20A54055","2010-09-10","M","B102","X","PM-A","CH21","","","2010-09-10"]
["10004290","RS221","Régulateur niv. bac N2 liquide","CH21/P190","Cellule","RN24","1185","TBT","","A0137","PROD GMP  APPR OAPP QAPP","1993-01-01","CH20A54055","2010-09-10","M","B101","","PM-H1","CH21","","","2010-09-10"]
["10005807","RS224","Régulateur niv. bac N2 liquide","CH21/P190","Cellule","RN24","1187","TBT","","A0139","PROD GMP  APPR OAPP QAPP","1993-01-01","CH20A54055","2010-09-10","M","B101","","PM-H1","CH21","","","2010-09-10"]
["10003033","RS226","Régulateur niv. bac N2 liquide","CH21/P190","Cellule","RN24","1133","TBT","","A0137","PROD GMP  APPR OAPP QAPP","1993-01-01","CH20A54055","2010-09-10","M","B101","","PM-H1","CH21","","","2010-09-10"]
["10003240","RS228","Régulateur niv. bac N2 liquide","CH21/P190","Cellule","RN24","1110","TBT","","A0137","PROD GMP  APPR OAPP QAPP","1993-01-01","CH20A54055","2010-09-10","M","B101","","PM-H1","CH21","","","2010-09-10"]
["10000130","RS23","CUVE DE COLLECTE","CH21/P121","Zone  DSP1","INOX 50L","601291","STAWAG BIOTECH AG","BULK INT.LH","B1017","PROD GMP  BUS  APPR OAPP QAPP","1993-03-01","CH20A54055","2010-09-10","M","B102","","PM-A","CH21","","","2010-09-10"]
["10005513","RS231","Régulateur niv. bac N2 liquide","CH21/P190","Cellule","RN24","818","TBT","","A0139","PROD GMP  APPR OAPP QAPP","1993-01-01","CH20A54055","2010-09-10","M","B101","","PM-H1","CH21","","","2010-09-10"]
["10003343","RS232","Régulateur niv. bac N2 liquide   RS232","CH21/P190","Cellule","RN24","898","TBT","","A0129","STO  GMP  APPR OAPP QAPP","1993-01-01","CH20A54055","2010-09-10","M","B101","","PM-H1","CH21","","","2010-09-10"]
["10005963","RS237","RS237  Régulateur niv. bac N2 liquide","CH21/P190","Cellule","RN24","912","TBT","","A0129","STO  GMP  APPR OAPP QAPP","1993-01-01","CH20A54055","2010-09-10","M","B101","","PM-H1","CH21","","","2010-09-10"]
["10002447","RS238","Régulateur niv. bac N2 liquide","CH21/P190","Cellule","RN24","1038","TBT","","A0139","PROD GMP  APPR OAPP QAPP","1993-01-01","CH20A54055","2010-09-10","M","B101","","PM-H1","CH21","","","2010-09-10"]
["10000146","RS24","CUVE 25 L","CH21/P128","Zone  DSP2","","90.0.9.E  (N° DESSIN)","MAVAG VERFAHRENSTECHNIK AG.","","B10116","PROD GMP  BUS  APPR OAPP QAPP","1995-08-01","CH20A54055","2010-09-10","M","B102","","PM-A","CH21","","","2010-09-10"]
["10003379","RS240","Régulateur niv. bac N2 liquide","CH21/P190","Cellule","RN24","1209","TBT","","A0137","PROD GMP  APPR OAPP QAPP","1993-01-01","CH20A54055","2010-09-10","M","B101","","PM-H1","CH21","","","2010-09-10"]
["10005339","RS244","Régulateur niv. bac N2 liquide","CH21/P190","Cellule","RN24","884","TBT","","A0139","PROD GMP  APPR OAPP QAPP","1990-01-01","CH20A54055","2010-09-10","M","B101","","PM-H1","CH21","","","2010-09-10"]
["10002860","RS245","Régulateur niv. bac N2 liquide","CH21/P190","Cellule","RN24","1013","TBT","","A0137","PROD GMP  APPR OAPP QAPP","1990-01-01","CH20A54055","2010-09-10","M","B101","","PM-H1","CH21","","","2010-09-10"]
["10000135","RS25","CUVE 40 L","CH21/P128","Zone  DSP2","40 L","90.0.9.E  (N° DESSIN)","MAVAG VERFAHRENSTECHNIK AG.","","B10116","PROD GMP  BUS  APPR OAPP QAPP","1995-08-01","CH20A54055","2010-09-10","M","B102","","PM-A","CH21","","","2010-09-10"]
["10002934","RS251","THERMOS D'AZOTE Voyageur 12","CH21/P190","Cellule","VOYAGEUR 12","N/A","","","A0139","PROD GMP  APPR OAPP QAPP","1995-12-01","CH20A54055","2010-09-10","M","B101","","PM-H1","CH21","","","2010-09-10"]
["10002896","RS255","Régulateur niv. bac N2 liquide","CH21/P190","Cellule","RN24","1282","TBT","","A0139","PROD GMP  APPR OAPP QAPP","1996-05-01","CH20A54055","2010-09-10","M","B101","","PM-H1","CH21","","","2010-09-10"]
["10002642","RS256","Régulateur niv. bac N2 liquide","CH21/P190","Cellule","RN24","1271","TBT","","A0137","PROD GMP  APPR OAPP QAPP","1996-07-01","CH20A54055","2010-09-10","M","B101","","PM-H1","CH21","","","2010-09-10"]
["10003461","RS259","Régulateur niv. bac N2 liquide","CH21/P190","Cellule","RN24","1283","TBT","","A0137","PROD GMP  APPR OAPP QAPP","1997-08-01","CH20A54055","2010-09-10","M","B101","","PM-H1","CH21","","","2010-09-10"]
["10002862","RS26","CUVE INOX","CH21/P122","Zone DSP4","100L","N/A","DE JONG GORREDIJK","","B1047","PROD GMP  BUS  APPR OAPP QAPP","1995-01-01","CH20A54055","2010-09-10","M","B102","","PM-A","CH21","","","2010-09-10"]
["10004196","RS260","Régulateur niv. bac N2 liquide","CH21/P190","Cellule","RN24","1279","TBT","","A0139","PROD GMP  APPR OAPP QAPP","1997-08-01","CH20A54055","2010-09-10","M","B101","","PM-H1","CH21","","","2010-09-10"]
["10002858","RS261","THERMOS D'AZOTE","CH21/P121","Zone  DSP1","3XTL","526008G3","","","B1022","PROD GMP  APPR OAPP QAPP","1998-01-01","CH20A54055","2010-09-10","M","B102","","PM-A","CH21","","","2010-09-10"]
["10004082","RS266","CUVE INOX 50 L","CH21/P121","Zone  DSP1","INOX 50L","2060212","STAWAG BIOTECH AG","","B1047","PROD APPR OAPP QAPP","1990-01-01","CH20A54055","2010-09-10","M","B102","","PM-A","CH21","","","2010-09-10"]
["10004081","RS267","CUVE INOX 50 L","CH21/P121","Zone  DSP1","INOX 50L","2060201","STAWAG BIOTECH AG","","B1047","PROD APPR OAPP QAPP","1990-01-01","CH20A54055","2010-09-10","M","B102","","PM-A","CH21","","","2010-09-10"]
["10003339","RS268","CUVE inox 50 L","CH21/P121","Zone  DSP1","INOX 50L","2060214","STAWAG BIOTECH AG","","B1047","PROD APPR OAPP QAPP","1990-01-01","CH20A54055","2010-09-10","M","B102","","PM-A","CH21","","","2010-09-10"]
["10002748","RS27","CUVE INOX","CH21/P121","Zone  DSP1","100L","N/A","DE JONG GORREDIJK","","B1047","PROD APPR OAPP QAPP","1995-01-01","CH20A54055","2010-09-10","M","B102","","PM-A","CH21","","","2010-09-10"]
["10002747","RS272","Régulateur niv. bac N2 liquide","CH21/P190","Cellule","RN24","1339","Air Liquide","","A0137","PROD GMP  APPR OAPP QAPP","2000-01-01","CH20A54055","2010-09-10","M","B101","","PM-H1","CH21","","","2010-09-10"]
["10003484","RS28","RESERVOIR FOND CONIQUE","CH21/S099","Dispo","","10","","","B00TENTE","STO  GMP  APPR OAPP QAPP","1994-07-05","CH20A54055","2010-09-10","M","B102","","PM-A","CH21","","","2010-09-10"]
["10003395","RS281","CUVE inox 50 L","CH21/P121","Zone  DSP1","CUVE INOX 50 L","2060231","STAWAG BIOTECH AG","","B1047","PROD APPR OAPP QAPP","2001-01-15","CH20A54055","2010-09-10","M","B102","","PM-A","CH21","","","2010-09-10"]
["10002619","RS282","CUVE inox 50 L","CH21/P121","Zone  DSP1","CUVE INOX 50 L","2060219","STAWAG BIOTECH AG","","B1047","PROD APPR OAPP QAPP","2001-01-15","CH20A54055","2010-09-10","M","B102","","PM-A","CH21","","","2010-09-10"]
["10002471","RS283","CUVE inox 100 L","CH21/P121","Zone  DSP1","WA20356","WA20356 1/2001","STAWAG BIOTECH AG","","B1047","PROD APPR OAPP QAPP","2001-01-26","CH20A54055","2010-09-10","M","B102","","PM-A","CH21","","","2010-09-10"]
["10002870","RS284","CUVE inox 100 L","CH21/P121","Zone  DSP1","WA20356","WA20356 2/2001","STAWAG BIOTECH AG","","B1047","PROD APPR OAPP QAPP","2001-01-26","CH20A54055","2010-09-10","M","B102","","PM-A","CH21","","","2010-09-10"]
["10002869","RS286","CUVE inox 100 L","CH21/P121","Zone  DSP1","WA20356","WA20356 4/2001","STAWAG BIOTECH AG","","B1047","PROD APPR OAPP QAPP","2001-01-26","CH20A54055","2010-09-10","M","B102","","PM-A","CH21","","","2010-09-10"]
["10003215","RS287","CUVE inox 100 L","CH21/P121","Zone  DSP1","WA20356","WA20356 5/2001","STAWAG BIOTECH AG","","B1047","PROD GMP  APPR OAPP QAPP","2001-01-26","CH20A54055","2010-09-10","M","B102","","PM-A","CH21","","","2010-09-10"]
["10003313","RS288","CUVE inox 100 L","CH21/P121","Zone  DSP1","WA20356","WA20356 6/2001","STAWAG BIOTECH AG","","B1047","PROD APPR OAPP QAPP","2001-01-26","CH20A54055","2010-09-10","M","B102","","PM-A","CH21","","","2010-09-10"]
["10002629","RS289","CUVE inox 100 L","CH21/P121","Zone  DSP1","WA20356","WA20356 7/2001","STAWAG BIOTECH AG","","B1047","PROD APPR OAPP QAPP","2001-01-26","CH20A54055","2010-09-10","M","B102","","PM-A","CH21","","","2010-09-10"]
["10003222","RS291","CUVE inox 50 L","CH21/P121","Zone  DSP1","50 L","2060215","STAWAG BIOTECH AG","","B1047","PROD APPR OAPP QAPP","2001-05-14","CH20A54055","2010-09-10","M","B102","","PM-A","CH21","","","2010-09-10"]
["10000106","RS292","CUVE inox fond conique 200 L","CH21/P128","Zone  DSP2","200 L","01 CMC 553-11","BOCCARD SA","","B1073","PROD GMP  APPR OAPP QAPP","2001-05-22","CH20A54055","2010-09-10","M","B102","","PM-A","CH21","","","2010-10-05"]
["10003330","RS294","CUVE inox 30 L","CH21/P121","Zone  DSP1","30 L","2060244","STAWAG BIOTECH AG","","B1047","PROD APPR OAPP QAPP","2001-06-01","CH20A54055","2010-09-10","M","B102","","PM-A","CH21","","","2010-09-10"]
["10003032","RS297","Conteneur  N2 LIQUIDE (grand)","CH21/P190","Cellule","RANGER 180","306579-191","Air Liquide","","A0111","PROD GMP  APPR OAPP QAPP","2000-01-01","CH20A54055","2010-09-10","M","B101","","PM-H1","CH21","","","2010-09-10"]
["10002556","RS298","Conteneur  N2 LIQUIDE (moy.)","CH21/P190","Cellule","CS120SK","3588","DIVERS TIERS...","","A0111","PROD GMP  APPR OAPP QAPP","2000-01-01","CH20A54055","2010-09-10","M","B101","","PM-H1","CH21","","","2010-09-10"]
["10003169","RS299","Conteneur  N2 LIQUIDE (petit)","CH21/P190","Cellule","CS60SK","1734","DIVERS TIERS...","","A0111","PROD GMP  APPR OAPP QAPP","2000-01-01","CH20A54055","2010-09-10","M","B101","","PM-H1","CH21","","","2010-09-10"]
["10004245","RS300","CUVE mobile inox 100 L","CH21/P302","Pharmaceutical - ligne 2","N/A","N/A","CONSTRUCTIONS INOXYDABLES SA","","M0025","PROD APPR OAPP QAPP","2001-11-23","CH20A54057","2010-09-10","M","B103","","PM-D1","CH21","","","2010-09-10"]
["10002990","RS301","CUVE mobile inox 100 L","CH21/P302","Pharmaceutical - ligne 2","N/A","N/A","CONSTRUCTIONS INOXYDABLES SA","","M0025","PROD APPR OAPP QAPP","2001-11-23","CH20A54057","2010-09-10","M","B103","","PM-D1","CH21","","","2010-09-10"]
["10003352","RS302","CUVE  inox 100 L","CH21/P302","Pharmaceutical - ligne 2","FHZ 36.01","N/A","SKAN AG","","M0028","PROD APPR OAPP QAPP","2001-01-01","CH20A54057","2010-09-10","M","B103","","PM-D1","CH21","","","2010-09-10"]
["10004238","RS303","CUVE  inox 100 L","CH21/P302","Pharmaceutical - ligne 2","FHZ 36.01","N/A","SKAN AG","","M0028","PROD APPR OAPP QAPP","2001-01-01","CH20A54057","2010-09-10","M","B103","","PM-D1","CH21","","","2010-09-10"]
["10001751","RS308","CUVE tampon mobile inox 200L Atex95","CH21/P128","Zone  DSP2","T22 250K 316L 200L ATEX95","N/A","STOCKLIN LOGISTIK AG","","B10114 (","PROD GMP  APPR OAPP QAPP","2006-02-01","CH20A54055","2010-09-10","M","B102","","PM-A","CH21","","","2010-09-10"]
["10001750","RS309","CUVE tampon mobile inox 200L Atex95","CH21/P128","Zone  DSP2","T22 250K 316L 200L ATEX95","N/A","STOCKLIN LOGISTIK AG","","B10114","PROD GMP  APPR OAPP QAPP","2006-02-01","CH20A54055","2010-09-10","M","B102","","PM-A","CH21","","","2010-09-10"]
["10001748","RS311","CUVE tampon mobile inox 200L Atex95","CH21/P128","Zone  DSP2","T22 250K 316L 200L ATEX95","N/A","STOCKLIN LOGISTIK AG","","B10114","PROD GMP  APPR OAPP QAPP","2006-02-01","CH20A54055","2010-09-10","M","B102","","PM-A","CH21","","","2010-09-10"]
["10001747","RS312","CUVE tampon mobile inox 200L Atex95","CH21/P128","Zone  DSP2","T22 250K 316L 200L ATEX95","N/A","STOCKLIN LOGISTIK AG","","B10114","PROD GMP  APPR OAPP QAPP","2006-02-01","CH20A54055","2010-09-10","M","B102","","PM-A","CH21","","","2010-09-10"]
["10001746","RS313","CUVE tampon mobile inox 200L Atex95","CH21/P128","Zone  DSP2","T22 250K 316L 200L ATEX95","N/A","STOCKLIN LOGISTIK AG","","B10114","PROD GMP  APPR OAPP QAPP","2006-02-01","CH20A54055","2010-09-10","M","B102","","PM-A","CH21","","","2010-09-10"]
["10001745","RS314","CUVE tampon mobile inox 200L Atex95","CH21/P128","Zone  DSP2","T22 250K 316L 200L ATEX95","N/A","STOCKLIN LOGISTIK AG","","B10114","PROD GMP  APPR OAPP QAPP","2006-02-01","CH20A54055","2010-09-10","M","B102","","PM-A","CH21","","","2010-09-10"]
["10002806","RS316","CUVE  inox 100 L","CH21/P160","Zone BULK PROD: SUPPORT","100 LTS HAUTE 4 PIQUÂGES","N/A","STAWAG BIOTECH AG","","B10103","PROD APPR OAPP QAPP","1993-01-01","CH20A54055","2010-09-10","M","B102","","PM-A","CH21","","","2010-09-10"]
["10003478","RS317","CUVE  inox 100 L","CH21/P160","Zone BULK PROD: SUPPORT","100 LTS HAUTE 4 PIQUÂGES","N/A","STAWAG BIOTECH AG","","B10103","PROD GMP  APPR OAPP QAPP","1992-01-01","CH20A54055","2010-09-10","M","B102","","PM-A","CH21","","","2010-09-10"]
["10002932","RS318","CUVE  inox 100 L","CH21/P170","Zone Production de Milieu s/sol","100 LTS HAUTE 4 PIQUÂGES","N/A","STAWAG BIOTECH AG","","B10103","PROD GMP  APPR OAPP QAPP","1993-01-01","CH20A54055","2010-09-10","M","B102","","PM-A","CH21","","","2010-09-10"]
["10003020","RS319","CUVE  inox 100 L","CH21/P170","Zone Production de Milieu s/sol","100 LTS HAUTE 4 PIQUÂGES","N/A","STAWAG BIOTECH AG","","B10103","PROD GMP  APPR OAPP QAPP","1993-01-01","CH20A54055","2010-09-10","M","B102","","PM-A","CH21","","","2010-09-10"]
["10003581","RS321","CUVE  inox 100 L","CH21/P170","Zone Production de Milieu s/sol","100 LTS HAUTE 4 PIQUÂGES","N/A","STAWAG BIOTECH AG","","B10103","PROD GMP  APPR OAPP QAPP","2000-01-01","CH20A54055","2010-09-10","M","B102","","PM-A","CH21","","","2010-09-10"]
["10001312","RS322","THERMOS DE SECOURS","CH21/P190","Cellule","CDL 10","930865","","","A0137","PROD GMP  APPR OAPP QAPP","1990-01-01","CH20A54055","2010-09-10","M","B101","","PM-H1","CH21","","","2010-09-10"]
["10001310","RS324","THERMOS DE SECOURS","CH21/P190","Cellule","CDL 10","901359","","","A0139","PROD GMP  APPR OAPP QAPP","1990-01-01","CH20A54055","2010-09-10","M","B101","","PM-H1","CH21","","","2010-09-10"]
["10001309","RS325","THERMOS DE SECOURS","CH21/P190","Cellule","CDL 5","892652","","","A0139","PROD GMP  APPR OAPP QAPP","1990-01-01","CH20A54055","2010-09-10","M","B101","","PM-H1","CH21","","","2010-09-10"]
["10045420","RS326","Cuve de préparation tampon","CH21/P110","Zone Prod Biotech s/sol USP3","SVS0214.04 500L","CC09132-01","THERMO SCIENTIFIC NEOLAB","","B0144","PROD GMP  APPR OAPP QAPP","2010-09-15","CH20A54055","2011-04-15","M","B102","","PM-A","CH21","","","2011-04-15"]
["10045648","RS327","RS327    Cuve de Neutralisation","CH21/U840/____UN02","UNITE DE NEUTRALISATION","N/A","N/A","TECHFINA SA","","N0001","PROD EHS  APPR OAPP QAPP","2011-05-30","CH20A54052","2011-05-30","M","B107","","PM-C5","CH21","","","2011-06-01"]
["10045650","RS329","Neutral. Bassin d'homogénéisation A","CH21/U840/____UN02","UNITE DE NEUTRALISATION","N/A","N/A","TECHFINA SA","","N0101","PROD EHS  APPR OAPP QAPP","2011-05-30","CH20A54052","2011-05-30","M","B107","","PM-C5","CH21","","","2011-06-01"]
["10002149","RS33","CUVE 5 L","CH21/P101","Tech Biotech","-","-","DE JONG GORREDIJK","","B10105","PROD GMP  APPR OAPP QAPP","1995-09-01","CH20A54055","2010-09-10","M","B102","","PM-A","CH21","","","2010-09-10"]
["10046384","RS330","THERMOS D'AZOTE Voyageur 5","CH21/P190","Cellule","VOYAGEUR 5 VR5","1016866","Air Liquide","","A0139","PROD GMP  APPR OAPP QAPP","2011-06-28","CH20A54055","2011-08-23","M","B101","","PM-H1","CH21","","","2011-06-28"]
["10047362","RS332","Cuve 30L contact produit","CH21/P300","Pharmaceutical dry forms","EB1867-00","WA0880/11-1","RUTTEN ENGINEERING AG","","P754","PROD GMP  EHS  APPR OAPP QAPP","2011-12-09","CH20A54057","2011-11-30","M","B102","","PM-D1","CH21","","","2011-12-09"]
["10047364","RS334","Cuve 30L contact produit","CH21/P300","Pharmaceutical dry forms","EB1867-00","WA0880/11-3","RUTTEN ENGINEERING AG","","P754","PROD GMP  EHS  APPR OAPP QAPP","2011-12-09","CH20A54057","2011-11-30","M","B102","","PM-D1","CH21","","","2011-12-09"]
["10047365","RS335","Cuve 50L contact produit","CH21/P300","Pharmaceutical dry forms","EB1866-00","WA0880/11-4","RUTTEN ENGINEERING AG","","P754","PROD GMP  EHS  APPR OAPP QAPP","2011-12-09","CH20A54057","2011-11-30","M","B102","","PM-D1","CH21","","","2011-12-09"]
["10047367","RS337","Cuve 50L contact produit","CH21/P300","Pharmaceutical dry forms","EB1866-00","WA0880/11-6","RUTTEN ENGINEERING AG","","P754","PROD GMP  EHS  APPR OAPP QAPP","2011-12-09","CH20A54057","2011-11-30","M","B102","","PM-D1","CH21","","","2011-12-09"]
["10057557","RS338","RS338     cuves 17L contact produit","CH21/P302","Pharmaceutical - ligne 2","WA0901/11 STERIL BEHALTER 17L","N/A","RUTTEN ENGINEERING AG","","M00","PROD GMP  EHS  APPR OAPP QAPP","2011-12-09","CH20A54057","2012-03-09","M","B103","","PM-D1","CH21","","","2011-12-09"]
["10057558","RS339","RS339    cuves 17L contact produit","CH21/P302","Pharmaceutical - ligne 2","WA0901/11 STERIL BEHALTER 17L","N/A","RUTTEN ENGINEERING AG","","M00","PROD GMP  EHS  APPR OAPP QAPP","2011-12-09","CH20A54057","2012-03-09","M","B103","","PM-D1","CH21","","","2011-12-09"]
["10004977","RS34","CUVE 5 L","CH21/P101","Tech Biotech","-","-","DE JONG GORREDIJK","","B10105","PROD GMP  APPR OAPP QAPP","1995-09-01","CH20A54055","2010-09-10","M","B102","","PM-A","CH21","","","2010-09-10"]
["10058842","RS341","cuve APPLIKON 5 litres n°35","CH21/P305","Pharmaceutical - ligne 5","N/A","P17396/7","APPLIKON BIOTECHNOLOGY","","A0115","STO  GMP  APPR OAPP QAPP","2012-05-01","CH20A54057","2012-06-18","M","B101","","PM-D1","CH21","","","2013-01-31"]
["10058843","RS342","cuve APPLIKON 15 litres n°36","CH21/P305","Pharmaceutical - ligne 5","N/A","P10803/1","APPLIKON BIOTECHNOLOGY","","A0115","STO  GMP  APPR OAPP QAPP","2012-05-01","CH20A54057","2012-06-18","M","B101","","PM-D1","CH21","","","2013-01-31"]
["10058844","RS343","cuve APPLIKON 5 litres n°37","CH21/P305","Pharmaceutical - ligne 5","N/A","P17396/9","APPLIKON BIOTECHNOLOGY","","A0115","STO  GMP  APPR OAPP QAPP","2012-05-01","CH20A54057","2012-06-18","M","B101","","PM-D1","CH21","","","2013-01-31"]
["10059531","RS344","cuve APPLIKON 5 litres","CH21/P305","Pharmaceutical - ligne 5","P140","P3002195/4","APPLIKON BIOTECHNOLOGY","","A0115","STO  GMP  BUS  APPR OAPP QAPP","2012-09-20","CH20A54057","2012-09-27","M","B101","","PM-D1","CH21","","","2012-09-20"]
["10063394","RS346","THERMOS D'AZOTE Voyageur 12","CH21/P190","Cellule","VOYAGEUR 12","1043047","Air Liquide","","A0139","PROD GMP  APPR OAPP QAPP","2013-11-01","CH20A54055","2013-11-04","M","B101","","PM-H1","CH21","","","2013-11-01"]
["10064069","RS347","CUVE 150l  A  FOND CONIQUE","CH21/P121","Zone  DSP1","CUVE 150L FOND CONIQUE","12195","CONSTRUCTIONS INOXYDABLES SA","","B1047","PROD GMP  APPR OAPP QAPP","2013-09-30","CH20A54055","2013-12-23","M","B102","","PM-A","CH21","","","2014-01-31"]
["10064320","RS348","THERMOS D'AZOTE Voyageur 2","CH21/P190","Cellule","VOYAGEUR 2","1050970","Air Liquide","","A0139","PROD GMP  APPR OAPP QAPP","2013-11-23","CH20A54055","2014-02-03","M","B101","","PM-H1","CH21","","","2014-01-30"]
["10070099","RS349","Cuve 800 l poches plastiques stériles","CH21/P111","Zone  USP1 et USP4","CUVE 800 L","4501371893.1","CONSTRUCTIONS INOXYDABLES SA","","B1025","PROD GMP  BUS  APPR OAPP QAPP","2016-06-15","CH20A54055","2016-05-20","M","B102","","PM-A","CH21","","","2016-06-30"]
["10070100","RS350","Cuve 800 l poches plastiques stériles","CH21/P111","Zone  USP1 et USP4","CUVE 800 L","4501371893.2","CONSTRUCTIONS INOXYDABLES SA","","B1025","PROD GMP  BUS  APPR OAPP QAPP","2016-06-15","CH20A54055","2016-05-20","M","B102","","PM-A","CH21","","","2016-06-30"]
["10071240","RS351","RS351   Cuve Rutten","CH21/P306","Pharmaceutical - ligne 6","17,7 LITRES","WA1523/16-1","RUTTEN","","B0024","PROD GMP  BUS  APPR OAPP QAPP","2016-12-23","CH20A54057","2016-12-22","M","B102","","PM-D1","CH21","","","2016-12-23"]
["10071242","RS353","RS353   Cuve Rutten","CH21/P306","Pharmaceutical - ligne 6","17,7 LITRES","WA1523/16-3","RUTTEN","","B0024","PROD GMP  BUS  APPR OAPP QAPP","2016-12-23","CH20A54057","2016-12-22","M","B102","","PM-D1","CH21","","","2016-12-23"]
["10071243","RS354","RS354  Cuve Rutten","CH21/P306","Pharmaceutical - ligne 6","17,7 LITRES","WA1523/16-4","RUTTEN","","B0024","PROD GMP  BUS  APPR OAPP QAPP","2016-12-23","CH20A54057","2016-12-22","M","B102","","PM-D1","CH21","","","2016-12-23"]
["10074791","RS355","RS355_Power Mix Tank 3000L","CH21/P110","Zone Prod Biotech s/sol USP3","MSP2220990-1","M17169-02","Merck Millipore","","B0144","PROD GMP  BUS  APPR OAPP QAPP","2017-12-28","CH20A54055","2018-01-11","M","B102","","PM-A","CH21","","","2018-01-05"]
["10075308","RS356","RS356 Cuve neutralisation eaux waste N°1","CH21/U840/____UN03","UNITE DE NEUTRALISATION","","","Bohlplast","","T0001","PROD EHS  BUS  APPR OAPP QAPP","2017-07-28","CH20A54052","2018-02-14","M","B114","","PM-C5","CH21","","","2018-01-10"]
["10075312","RS358","RS358 Bassin homogénisation eaux Waste 2","CH21/U840/____UN03","UNITE DE NEUTRALISATION","SIKA PERMACOR 3326","","Resine SIKA","","T0105","PROD EHS  BUS  APPR OAPP QAPP","2017-10-17","CH20A54052","2018-02-15","M","B114","","PM-C5","CH21","","","2018-01-03"]
["10075313","RS359","RS359 Bassin homogénisation eaux Waste 1","CH21/U840/____UN03","UNITE DE NEUTRALISATION","SIKA PERMACOR 3326","","Resine SIKA","","T0104","PROD EHS  BUS  APPR OAPP QAPP","2017-10-17","CH20A54052","2018-02-15","M","B114","","PM-C5","CH21","","","2018-01-03"]
["10005992","RS36","CUVE DE STOCKAGE 330 L","CH21/P160","Zone BULK PROD: SUPPORT","CUVE MOBILE","311017","STAWAG BIOTECH AG","","B10103","PROD GMP  APPR OAPP QAPP","1995-11-01","CH20A54055","2010-09-10","M","B102","","PM-A","CH21","","","2010-09-10"]
["10076141","RS360","RS360 : Réservoir Tank 200L","CH21/P120","Zone  DSP3","PALLETANK 2OOL","BU1001","SARTORIUS Stedim Biotech GMBH","","B0144","PROD APPR OAPP QAPP","2018-02-09","CH20A54055","2018-04-12","M","B102","","","CH21","","","2018-02-26"]
["10081443","RS362","RS362_Power Mix Tank 100L","CH21/P110/___RS362","RS362_Power Mix Tank 100L","MSP22230301","F8KA25976","Merck Millipore","","B0160","PROD GMP  BUS  APPR OAPP QAPP","2019-01-30","CH20A54055","2019-02-06","M","B102","","PM-A","CH21","","","2019-01-31"]
["10081444","RS363","RS363_Power Mix Tank 500L","CH21/P110/___RS363","RS363_Power Mix Tank 500L","MSP22230302","F8KA25978","Merck Millipore","","B0160","PROD GMP  BUS  APPR OAPP QAPP","2019-01-30","CH20A54055","2019-02-06","M","B102","","PM-A","CH21","","","2019-01-30"]
["10081832","RS365","RS365  Cuve de déchets tank 2","","","","","","","","CON  NAPP",null,"CH20A54052","2019-03-21","M","","","PM-C5","CH21","",""]
["10081833","RS366","RS366  Cuve de déchets tank 1","","","","","","","","CON  NAPP",null,"CH20A54052","2019-03-21","M","","","PM-C5","CH21","",""]
["10081834","RS367","RS367  Cuve drains solvants","","","","","","","","CON  NAPP",null,"CH20A54052","2019-03-21","M","","","PM-C5","CH21","",""]
["10081837","RS368","RS368  Cuve récupération de chaleur","","","","","","","","CON  NAPP",null,"CH20A54052","2019-03-21","M","","","PM-C5","CH21","",""]
["10005334","RS37","CUVE DE STOCKAGE 330 L","CH21/P122","Zone DSP4","CUVE MOBILE","311018","STAWAG BIOTECH AG","","B10145","PROD GMP  APPR OAPP QAPP","1995-11-01","CH20A54055","2010-09-10","M","B102","","PM-A","CH21","","","2010-09-10"]
["10082320","RS370","RS370  Réservoir à azote liquide","CH21/S200","Technical services","150L","65211","Cryotherm","","F0003","PROD APPR OAPP QAPP","2019-02-12","CH20A54055","2019-05-07","M","B107","","PM-C1","CH21","","","2019-04-16"]
["10004288","RS38","CUVE DE STOCKAGE 330 L","CH21/P121","Zone  DSP1","CUVE MOBILE","311028","STAWAG BIOTECH AG","","B1047","PROD GMP  BUS  APPR OAPP QAPP","1995-11-01","CH20A54055","2010-09-10","M","B102","","PM-A","CH21","","","2010-09-10"]
["10002924","RS40","CUVE MOBILE 330 L","CH21/P170","Zone Production de Milieu s/sol","CUVE MOBILE 330 LITRES","311027","STAWAG BIOTECH AG","","B0142","PROD GMP  BUS  APPR OAPP QAPP","1995-11-01","CH20A54055","2010-09-10","M","B102","","PM-A","CH21","","","2010-09-10"]
["10004307","RS43","CUVE MOBILE 330 L","CH21/P121","Zone  DSP1","CUVE MOBILE 330 LITRES","311013","STAWAG BIOTECH AG","","B1047","PROD GMP  BUS  APPR OAPP QAPP","1995-11-01","CH20A54055","2010-09-10","M","B102","","PM-A","CH21","","","2010-09-10"]
["10003424","RS44","CUVE 50l","CH21/P122","Zone DSP4","","","SKAN AG","","B10148","PROD GMP  APPR OAPP QAPP","1995-10-01","CH20A54055","2010-09-10","M","B102","","PM-A","CH21","","","2010-09-10"]
["10002765","RS46","CUVE INOX 50 L","CH21/P101","Tech Biotech","50 L","N/A","DE JONG GORREDIJK","","HS  (B10","PROD GMP  APPR OAPP QAPP","1995-12-20","CH20A54055","2010-09-10","M","","","PM-A","CH21","","","2010-09-10"]
["10005926","RS48","CUVE MOBILE 330 L","CH21/P121","Zone  DSP1","CUVE MOBILE 330 LITRES","311012","STAWAG BIOTECH AG","","B1047","PROD GMP  APPR OAPP QAPP","1994-01-01","CH20A54055","2010-09-10","M","B102","X","PM-A","CH21","","","2010-09-10"]
["10006003","RS49","CUVE MOBILE 330 L","CH21/P122","Zone DSP4","CUVE MOBILE 330 LITRES","311014","STAWAG BIOTECH AG","","B10145","PROD GMP  APPR OAPP QAPP","1994-01-01","CH20A54055","2010-09-10","M","B102","","PM-A","CH21","","","2010-09-10"]
["10002718","RS50","CUVE MOBILE 330 L","CH21/P170","Zone Production de Milieu s/sol","CUVE MOBILE 330 LITRES","311015","STAWAG BIOTECH AG","","B0142","PROD GMP  BUS  APPR OAPP QAPP","1994-01-01","CH20A54055","2010-09-10","M","B102","","PM-A","CH21","","","2010-09-10"]
["10005483","RS52","CUVE MOBILE 330 L","CH21/P122","Zone DSP4","CUVE MOBILE 330 LITRES","311019","STAWAG BIOTECH AG","","B10145","PROD GMP  APPR OAPP QAPP","1994-01-01","CH20A54055","2010-09-10","M","B102","","PM-A","CH21","","","2010-09-10"]
["10005593","RS53","CUVE MOBILE 330 L","CH21/P121","Zone  DSP1","CUVE MOBILE 330 LITRES","311020","STAWAG BIOTECH AG","","B1047","PROD GMP  APPR OAPP QAPP","1994-01-01","CH20A54052","2010-09-10","M","B102","","PM-A","CH21","","","2010-09-10"]
["10002852","RS54","CUVE MOBILE 330 L","CH21/P170","Zone Production de Milieu s/sol","CUVE MOBILE 330 LITRES","311021","STAWAG BIOTECH AG","","B1007","PROD GMP  BUS  APPR OAPP QAPP","1994-01-01","CH20A54055","2010-09-10","M","B102","","PM-A","CH21","","","2010-09-10"]
["10005904","RS55","CUVE MOBILE 330 L","CH21/P122","Zone DSP4","CUVE MOBILE 330 LITRES","311024","STAWAG BIOTECH AG","","B10145","PROD GMP  APPR OAPP QAPP","1994-01-01","CH20A54055","2010-09-10","M","B102","","PM-A","CH21","","","2010-09-10"]
["10004152","RS59","CUVE SKAN 100 L","CH21/P121","Zone  DSP1","","300484B","DE JONG GORREDIJK","","B10110","PROD GMP  APPR OAPP QAPP","1996-01-01","CH20A54055","2010-09-10","M","B102","","PM-A","CH21","","","2010-09-10"]
["10000136","RS61","CUVE A FOND CONIQUE","CH21/P121","Zone  DSP1","150L","","MAVAG VERFAHRENSTECHNIK AG.","","B1023","PROD GMP  APPR OAPP QAPP","1996-06-01","CH20A54055","2010-09-10","M","B102","X","PM-A","CH21","","","2010-09-10"]
["10004164","RS63","CUVE SKAN 100 L","CH21/P122","Zone DSP4","100 L","96181A","DE JONG GORREDIJK","","B1036","PROD APPR OAPP QAPP","1996-06-01","CH20A54055","2010-09-10","M","B102","","PM-A","CH21","","","2010-09-10"]
["10004083","RS64","CUVE SKAN 100 L","CH21/P122","Zone DSP4","100 L","96181B","DE JONG GORREDIJK","","B1042","PROD GMP  BUS  APPR OAPP QAPP","1996-06-01","CH20A54055","2010-09-10","M","B102","","PM-A","CH21","","","2010-09-10"]
["10003258","RS65","CUVE SKAN 100 L","CH21/S099","Dispo","100 L","96181C","DE JONG GORREDIJK","","? A0141","OUT  APPR OAPP QAPP","1996-06-01","CH20A54052","2010-09-10","M","","","PM-A","CH21","","? A0141","2010-09-10"]
["10002997","RS66","CUVE SKAN 100 L","CH21/P122","Zone DSP4","100 L","96181D","DE JONG GORREDIJK","","B1036","PROD APPR OAPP QAPP","1996-06-01","CH20A54055","2010-09-10","M","B102","","PM-A","CH21","","","2010-09-10"]
["10004159","RS69","CUVE SKAN 100 L","CH21/S099","Dispo","100 L","96181G","DE JONG GORREDIJK","","?  A0141","OUT  APPR OAPP QAPP","1996-06-01","CH20A54052","2010-09-10","M","","","PM-A","CH21","","?  A0141","2010-09-10"]
["10002143","RS70","CUVE SKAN 100 L","CH21/P152","Zone Production DSP","100 L","96181H","DE JONG GORREDIJK","","B0151","STO  GMP  APPR OAPP QAPP","1996-06-01","CH20A54055","2010-09-10","M","B102","","PM-A","CH21","","","2010-09-10"]
["10002751","RS71","CUVE SKAN 100 L","CH21/S099","Dispo","100 L","96181I","DE JONG GORREDIJK","","?  A0141","OUT  APPR OAPP QAPP","1996-06-01","CH20A54052","2010-09-10","M","","","PM-A","CH21","","?  A0141","2010-09-10"]
["10002484","RS73","CUVE SKAN 100 L","CH21/P121","Zone  DSP1","100 L","300484C","DE JONG GORREDIJK","","B1047","PROD APPR OAPP QAPP","1995-01-01","CH20A54055","2010-09-10","M","B102","","PM-A","CH21","","","2010-09-10"]
["10000111","RS75","CUVE MOBILE 50L","CH21/P122","Zone DSP4","50L","1068B197P","NEW MBR","","B10150","PROD GMP  APPR OAPP QAPP","1997-04-01","CH20A54055","2010-09-10","M","B102","X","PM-A","CH21","","","2010-09-10"]
["10003234","RS76","CUVE MOBILE 50 L","CH21/P122","Zone DSP4","50 L","1068B297P","NEW MBR","","B10150","PROD GMP  APPR OAPP QAPP","1997-04-01","CH20A54055","2010-09-10","M","B102","","PM-A","CH21","","","2010-09-10"]
["10005808","RS78","CUVE MOBILE 330 L","CH21/S099","Dispo","CUVE MOBILE 330 LITRES","1061-B1-96-S","NEW MBR","","B00TENTE","STO  GMP  APPR OAPP QAPP","1997-01-01","CH20A54052","2010-09-10","M","B102","","","CH21","","","2010-09-10"]
["10003501","RS79","RS79  CUVE MOBILE 300 L","CH21/P170","Zone Production de Milieu s/sol","CUVE MOBILE 330 LITRES","1061-B2-96-S","NEW MBR","","B0142","PROD GMP  BUS  APPR OAPP QAPP","1997-01-01","CH20A54055","2010-09-10","M","B102","","PM-A","CH21","","","2010-09-10"]
["10003506","RS80","CUVE MOBILE 300 L","CH21/P170","Zone Production de Milieu s/sol","CUVE MOBILE 330 LITRES","1061-B3-96-S","NEW MBR","","B0142","PROD GMP  BUS  APPR OAPP QAPP","1997-01-01","CH20A54055","2010-09-10","M","B102","","PM-A","CH21","","","2010-09-10"]
["10003250","RS83","CUVE MOBILE 330 L","CH21/P170","Zone Production de Milieu s/sol","CUVE MOBILE 330 LITRES","1061-B6-96-S","NEW MBR","","B1007","PROD GMP  BUS  APPR OAPP QAPP","1997-01-01","CH20A54055","2010-09-10","M","B102","","PM-A","CH21","","","2010-09-10"]
["10004287","RS88","CUVE  300 L","CH21/P128","Zone  DSP2","LB300","2603","NAUE GMBH","","B1031","PROD GMP  APPR OAPP QAPP","1990-01-01","CH20A54055","2010-09-10","M","B102","","PM-A","CH21","","","2010-09-10"]
["10002600","RS89","CUVE  300 L","CH21/P128","Zone  DSP2","LB300","2602","NAUE GMBH","","B1031","PROD GMP  APPR OAPP QAPP","1990-01-01","CH20A54055","2010-09-10","M","B102","","PM-A","CH21","","","2010-09-10"]
["10005605","RS99","CUVE  MOBILE  110L","CH21/P122","Zone DSP4","110L","1069-B1-97-P","NEW MBR","","B10150","PROD GMP  APPR OAPP QAPP","1997-04-01","CH20A54055","2010-09-10","M","B102","","PM-A","CH21","","","2010-09-10"]
["10074404","RT","Bain cryostat","CH21/S400","Quality Control","F25-ME","100335154","JULABO","","A1066","PROD APPR OAPP QAPP","2017-11-30","CH20A55050","2017-12-14","M","B101","","PM-V1","CH21","","","2017-12-20"]
["10074406","RT","Bain cryostat","CH21/S400","Quality Control","F25-ME","100335155","JULABO","","A1066","PROD APPR OAPP QAPP","2017-11-30","CH20A55050","2017-12-14","M","B101","","PM-V1","CH21","","","2017-12-20"]
["10002128","RT04","UNITE DE REGULATION CRYO.","CH21/S099","Dispo","F60-SC/5 PROP/W","8922","ABS.","","A1034","OUT  APPR OAPP QAPP","1986-01-01","CH20A54052","2010-09-10","M","B101","","PM-A","CH21","","A1034","2010-09-10"]
["10002536","RT08","UNITE DE REGULATION CRYO.","CH21/P300","Pharmaceutical dry forms","RKS 20-D","H10006","IG INSTRUMENTEN","","A0033","PROD GMP  APPR OAPP QAPP","1991-01-01","CH20A54057","2010-09-10","M","B101","","PM-D1","CH21","","","2010-09-10"]
["10002123","RT17","BLOC CHAUFFANT MULTI-BLOK","CH21/P111","Zone  USP1 et USP4","2050.1","0692-1014","LAB LINE INSTRUMENTS","","B1075","PROD APPR OAPP QAPP","1993-03-01","CH20A54055","2010-09-10","M","B102","","PM-A","CH21","","","2010-09-10"]
["10002488","RT22","CRYOSTAT","CH21/S400","Quality Control","F25MP","05802320231","JULABO","","","PROD BUS  APPR OAPP QAPP","1996-10-01","CH20A55050","2010-09-10","M","B101","","PM-V1","CH21","","","2010-09-10"]
["10003270","RT32","Cryothermostat","CH21/S200","Technical services","RL6CS","Y06002","LAUDA","","A0146","PROD APPR OAPP QAPP","2000-05-08","CH20A54052","2010-09-10","M","B101","","PM-V1","CH21","","","2010-10-05"]
["10074185","RT35","RT35: Régulation thermique bioréacteur 2","CH21/P110","Zone Prod Biotech s/sol USP3","","17632.02","Concept inox","","B0144","PROD GMP  EHS  APPR OAPP QAPP","2017-12-19","CH20A54060","2017-11-20","M","B102","","PM-A","CH21","","","2017-12-21"]
["10074186","RT36","RT36: Régulation thermique bioréacteur 3","CH21/P110","Zone Prod Biotech s/sol USP3","","17358","Concept inox","","B0144","PROD GMP  EHS  APPR OAPP QAPP","2017-12-19","CH20A54060","2017-11-20","M","B102","","PM-A","CH21","","","2017-12-21"]
["10076010","RT37","RT37: Régulation thermique Lauda","CH21/P151","Zone Production USP5 s/sol","LAUDA T1200","S170007409","Lauda","","B0148","PROD BUS  APPR OAPP QAPP","2018-06-30","CH20A54055","2018-03-21","M","B102","","PM-V4","CH21","","","2018-06-30"]
["10076011","RT38","RT38: Régulation thermique Lauda","CH21/P110","Zone Prod Biotech s/sol USP3","LAUDA T1200","S170011762","Lauda","","B0144","PROD BUS  APPR OAPP QAPP","2017-10-27","CH20A54055","2018-03-21","M","B102","","PM-V4","CH21","","","2017-12-12"]
["10082613","RT40","RT40: Régulation thermique Lauda","CH21/P110","Zone Prod Biotech s/sol USP3","LAUDA T2200","S190003649","Lauda","","B0160","PROD GMP  BUS  APPR OAPP QAPP","2019-05-21","CH20A54055","2019-06-07","M","B102","","PM-V4","CH21","","","2019-05-21"]
["10082614","RT41","RT41: Régulation thermique Lauda","CH21/P110","Zone Prod Biotech s/sol USP3","LAUDA T10000","S190003855","Lauda","","B0160","PROD GMP  BUS  APPR OAPP QAPP","2019-05-21","CH20A54055","2019-06-07","M","B102","","PM-V4","CH21","","","2019-05-21"]
["10067377","SD","Station d'accueil cales QUAI 1","CH21/S100","Logistic & Warehouse","CLEL720","N/A","EXPRESSO","","K00","PROD EHS  APPR OAPP QAPP","2015-02-24","CH20A53555","2015-03-02","M","B104","","PM-H1","CH21","","","2015-02-24"]
["10067378","SD","Station d'accueil cales QUAI 2","CH21/S100","Logistic & Warehouse","CLEL720","N/A","EXPRESSO","","K00","PROD EHS  APPR OAPP QAPP","2015-02-24","CH20A53555","2015-03-02","M","B104","","PM-H1","CH21","","","2015-02-24"]
["10068472","SE","Dessicateur (sécheur)","CH21/S400","Quality Control","N/A","N/A","VWR INTERNATIONAL","ancien appareil !","A1078","PROD APPR OAPP QAPP","2015-01-01","CH20A55050","2015-09-16","M","B101","","PM-V1","CH21","","","2015-09-16"]
["10068473","SE","Dessicateur (sécheur)","CH21/S400","Quality Control","N/A","N/A","VWR INTERNATIONAL","ancien appareil !","A1078","PROD APPR OAPP QAPP","2015-01-01","CH20A55050","2015-09-16","M","B101","","PM-V1","CH21","","","2015-09-16"]
["10068475","SE","Dessicateur (sécheur)","CH21/S400","Quality Control","N/A","N/A","VWR INTERNATIONAL","ancien appareil !","A1078","PROD APPR OAPP QAPP","2015-01-01","CH20A55050","2015-09-16","M","B101","","PM-V1","CH21","","","2015-09-16"]
["10000938","SE04","DESHUMIDIFICATEUR INJECT.","CH21/U900","HVAC","MX 6200 SISBDK","9-2110.603905","MUNTERS GMBH, HAMBURG (D)","","B0162","PROD GMP  BUS  APPR OAPP QAPP","1995-08-01","CH20A54052","2010-09-10","M","B102","","PM-C6","CH21","","","2010-09-10"]
["10000977","SE08","Clim. sécheur d'ampoules","CH21/U900/____CL79/CD01","Clim. sécheur d'ampoules","ML1100 E","98/28/17445","MUNTERS GMBH, HAMBURG (D)","","M0050","PROD GMP  APPR OAPP QAPP","1998-12-31","CH20A54057","2010-09-10","M","B103","","PM-C6","CH21","","","2010-09-10"]
["10001057","SE09","Clim. sécheur d'ampoules","CH21/U900/____CL79/CD02","Clim. sécheur d'ampoules","ML1100 E","98/27/17444","MUNTERS GMBH, HAMBURG (D)","","M0050","PROD GMP  APPR OAPP QAPP","1998-12-31","CH20A54057","2010-09-10","M","B103","","PM-C6","CH21","","","2010-09-10"]
["10000709","SE11","Sécheur d'ampoules","CH21/U900/____CL78/CD01","Clim. déshumidificateur stock ampoules","ML420","99/32/21367","MUNTERS GMBH, HAMBURG (D)","","M0105","PROD GMP  BUS  APPR OAPP QAPP","1999-10-01","CH20A54052","2010-09-10","M","B103","","PM-C6","CH21","","","2010-10-05"]
["10000691","SE12","Déshumidificateur","CH21/U900/____CL74/CD01","déshumidificateur salles M0017/18/19","MX7600S","24094","MUNTERS GMBH, HAMBURG (D)","","M0108","PROD GMP  BUS  APPR OAPP QAPP","2000-04-01","CH20A54052","2010-09-10","M","B103","","PM-C6","CH21","","","2010-10-05"]
["10000927","SE13","Déshumidificateur","CH21/U900/____CL75/CD01","déshumidificateur salle M0012","MX7600S","24095","MUNTERS GMBH, HAMBURG (D)","","M0109","PROD GMP  BUS  APPR OAPP QAPP","1990-01-01","CH20A54052","2010-09-10","M","B103","","PM-C6","CH21","","","2010-09-10"]
["10000874","SE18","Sécheur d'air (CL49-CL06)","CH21/P300/XX30XX01","Zone chambre blanche lignes 3","MX7600S","60410","MUNTERS GMBH, HAMBURG (D)","","B0180","PROD GMP  BUS  APPR OAPP QAPP","2007-01-15","CH20A54052","2010-09-10","M","B102","","PM-C6","CH21","","","2010-09-10"]
["10004320","SE20","Sécheur Munters.","CH21/S099","Dispo","ML420","9-9199-H630335","MUNTERS GMBH, HAMBURG (D)","","B00TENTE","STO  APPR OAPP QAPP","2008-03-17","CH20A54052","2010-09-10","M","B102","","","CH21","","","2010-09-10"]
["10041013","SE21","SE21    Déshumidificateur","CH21/U900","HVAC","MX7600S","120319060961953","MUNTERS GMBH, HAMBURG (D)","","M- TOIT","PROD GMP  BUS  APPR OAPP QAPP","2011-07-15","CH20A54052","2010-10-07","M","B103","","PM-C6","CH21","","","2012-06-29"]
["10041015","SE23","erreur de saisie","CH21/P300","Pharmaceutical dry forms","","","","","?","CON  NAPP",null,"CH20A50511","2010-10-07","M","B101","X","PM-D1","CH21","","M0035-M0012"]
["10047300","SE24","Sécheur d'air comprimé","CH21/U510/____XX18/SE001","SECHEUR air comprimé bât. M","BD250","API081259","ATLAS COPCO(SCHWEIZ) AG","","M0110","PROD GMP  BUS  APPR OAPP QAPP","2011-12-01","CH20A54052","2011-11-24","M","B102","","PM-C1","CH21","","","2011-12-02"]
["10047299","SE25","Sécheur d'air comprimé","CH21/U510/____XX18/SE002","SECHEUR air comprimé ph90","BD250","API081258","ATLAS COPCO(SCHWEIZ) AG","","B0127","PROD GMP  BUS  APPR OAPP QAPP","2011-12-01","CH20A54052","2011-11-24","M","B103","","PM-C1","CH21","","","2011-12-02"]
["10080769","SE26","SE26    Sécheur","","","","","","","","CON  GMP  BUS  NAPP",null,"CH20A54052","2018-12-11","M","","","PM-C6","CH21","",""]
["10000802","SL01","SPLIT HITACHI","CH21/U900","HVAC","RAS-2144 CUX","","HITACHI","","A1065","PROD APPR OAPP QAPP","1988-01-01","CH20A54052","2010-09-10","M","B101","","PM-G1","CH21","","","2010-09-10"]
["10000201","SL02","SPLIT MICROBIOLOGIE","CH21/U900/____SL02","SPLIT MICROBIOLOGIE","RAS 2144 CUX","","HITACHI","","STOCK  (","PROD APPR OAPP QAPP","1988-01-01","CH20A54052","2010-09-10","M","","","PM-C3","CH21","","","2010-09-10"]
["10000382","SL04","SPLIT HITACHI","CH21/U900/____SL04","SPLIT HITACHI","","","","","STOCK  (","PROD APPR OAPP QAPP","1988-01-01","CH20A54052","2010-09-10","M","","","PM-C3","CH21","","","2010-09-10"]
["10001133","SL06","SPLIT MEZZANINE","CH21/U900/____SL06","SPLIT MEZZANINE","RAC-2144 CUX","059266","HITACHI","","B1501","PROD APPR OAPP QAPP","1993-08-06","CH20A54052","2010-09-10","M","B102","","PM-C3","CH21","","","2010-09-10"]
["10002269","SL102","Climatiseur  mobile  (R407C)","CH21/U900","HVAC","ULISSE 10 (R407C)","00005347","ARGOS","","CA1013","PROD APPR OAPP QAPP","2004-07-03","CH20A54052","2010-09-10","M","B201","","PM-C3","CH21","","","2010-09-10"]
["10002268","SL103","Climatiseur  mobile  (R407C)","CH21/U900","HVAC","ULISSE 10 (R407C)","00004347","ARGOS","","CA1016","PROD APPR OAPP QAPP","2004-07-03","CH20A54052","2010-09-10","M","B201","","PM-C3","CH21","","","2010-09-10"]
["10002266","SL105","Climatiseur  mobile  (R407C)","CH21/U900","HVAC","ULISSE 10 (R407C)","00007647","ARGOS","","CA1018B","PROD APPR OAPP QAPP","2004-07-03","CH20A54052","2010-09-10","M","B201","","PM-C3","CH21","","","2010-09-10"]
["10002265","SL106","Climatiseur  mobile  (R407C)","CH21/U900","HVAC","ULISSE 10 (R407C)","00004147","ARGOS","","CA1018","PROD APPR OAPP QAPP","2004-07-03","CH20A54052","2010-09-10","M","B201","","PM-C3","CH21","","","2010-09-10"]
["10002256","SL108","Climatiseur  mobile  (R407C)","CH21/U900","HVAC","ULISSE 10 (R407C)","00004747","ARGOS","","CA1019","PROD APPR OAPP QAPP","2004-07-03","CH20A54052","2010-09-10","M","B201","","PM-C3","CH21","","","2010-09-10"]
["10002253","SL110","Climatiseur  split","CH21/U900","HVAC","ULISSE 10  FREE","00007947","HASLER CHARLES","","H0010","PROD APPR OAPP QAPP","2008-07-21","CH20A54052","2010-09-10","M","B105","","PM-C3","CH21","","","2010-09-10"]
["10004090","SL112","Aérorefroidisseur","CH21/U900","HVAC","42GWC020","07ATI16396","CARRIER","","B1096","PROD APPR OAPP QAPP","2009-01-16","CH20A54052","2010-09-10","M","B102","","PM-C3","CH21","","","2010-09-10"]
["10004089","SL113","Aérorefroidisseur","CH21/U900","HVAC","42GWC020","10ATI11346","CARRIER","","B1096","PROD APPR OAPP QAPP","2009-01-16","CH20A54052","2010-09-10","M","B102","","PM-C3","CH21","","","2010-09-10"]
["10004086","SL114","Ventiloconvecteur","CH21/U900","HVAC","42GWC016B","","CARRIER","","A1066","PROD APPR OAPP QAPP","2010-06-23","CH20A54052","2010-09-10","M","B101","","PM-C3","CH21","","","2010-09-10"]
["10004085","SL115","Ventiloconvecteur","CH21/U900","HVAC","42GWC016B","","CARRIER","","A1066","PROD APPR OAPP QAPP","2010-06-23","CH20A54052","2010-09-10","M","B101","","PM-C3","CH21","","","2010-09-10"]
["10004088","SL117","Ventiloconvecteur","CH21/U900","HVAC","42GWC016B","","CARRIER","","A1080","PROD APPR OAPP QAPP","2010-07-14","CH20A54052","2010-09-10","M","B101","","PM-C3","CH21","","","2010-09-10"]
["10004087","SL118","Ventiloconvecteur","CH21/U900","HVAC","42GWC016B","","CARRIER","","A1080","PROD APPR OAPP QAPP","2010-07-14","CH20A54052","2010-09-10","M","B101","","PM-C3","CH21","","","2010-09-10"]
["10058359","SL120","Climatiseur  split","CH21/U900","HVAC","ULISSE 10  FREE","00005347","HASLER CHARLES","","H1001","PROD APPR OAPP QAPP","2004-03-04","CH20A54052","2012-05-24","M","B105","","PM-C3","CH21","","","2004-05-01"]
["10058338","SL121","Climatiseur  split","CH21/U900","HVAC","ULISSE 10  FREE","00004147","HASLER CHARLES","","H1002","PROD APPR OAPP QAPP","2004-05-01","CH20A54052","2012-05-16","M","B105","","PM-C3","CH21","","","2004-03-04"]
["10058337","SL122","Climatiseur  split","CH21/U900","HVAC","ULISSE 10  FREE","00004547","HASLER CHARLES","","H0003","PROD APPR OAPP QAPP","2004-05-01","CH20A54052","2012-05-16","M","B105","","PM-C3","CH21","","","2004-03-04"]
["10058869","SL124","Climatiseur  split","CH21/U900","HVAC","ULISSE 10  FREE","00007747","AUR 101CL-CH","","L1003","PROD APPR OAPP QAPP","2004-03-04","CH20A54052","2012-06-20","M","B106","","PM-C3","CH21","","","2004-05-01"]
["10059122","SL126","Climatiseur","CH21/U900","HVAC","ULISSE 10 CLA","128527","ARGOCLIMA","","L0014","PROD APPR OAPP QAPP","2012-07-01","CH20A54052","2012-07-13","M","B106","","PM-C3","CH21","","","2012-07-10"]
["10059123","SL127","Climatiseur","CH21/U900","HVAC","ULISSE 10 CLA","129027","ARGOCLIMA","","L0019","PROD APPR OAPP QAPP","2012-07-01","CH20A54052","2012-07-13","M","B106","","PM-C3","CH21","","","2012-07-01"]
["10062332","SL128","CLIMATISEUR \"réversible\"","CH21/U900","HVAC","SCDF105R5TAA","00036587","TECHNIBEL récup.CH23","","H1021","PROD APPR OAPP QAPP","2013-07-01","CH20A54052","2013-07-16","M","B105","","PM-C3","CH21","","","2013-07-01"]
["10062333","SL129","CLIMATISEUR \"réversible\"","CH21/U900","HVAC","SCDF105R5TAA","00034487","TECHNIBEL récup.CH23","","H1018","PROD APPR OAPP QAPP","2013-07-01","CH20A54052","2013-07-16","M","B105","","PM-C3","CH21","","","2013-07-01"]
["10062955","SL131","CLIMATISEUR  split","CH21/U900","HVAC","SCDF105R5TAA","00038487","TECHNIBEL","","H1015","PROD APPR OAPP QAPP","2008-03-12","CH20A54052","2013-09-18","M","B105","","PM-C3","CH21","","","2013-09-12"]
["10067528","SL132","SL132     Climatiseur","CH21/U900","HVAC","ACU BASIC 25","32056858","CTA","","A1060","PROD EHS  APPR OAPP QAPP","2015-04-01","CH20A54052","2015-04-09","M","B101","","PM-C3","CH21","","","2015-04-01"]
["10068604","SL134","SL134    Aérorefroidisseur","CH21/U900","HVAC","42GW709C","B2015027910","CARRIER","","B0003","PROD APPR OAPP QAPP","2015-10-09","CH20A54052","2015-10-19","M","B102","","PM-C3","CH21","","","2015-10-09"]
["10068603","SL135","SL135     Aérorefroidisseur","CH21/U900","HVAC","42GW709C","B2015027909","CARRIER","","B0003","PROD APPR OAPP QAPP","2015-10-09","CH20A54052","2015-10-19","M","B102","","PM-C3","CH21","","","2015-10-09"]
["10068602","SL136","SL136    Aérorefroidisseur","CH21/U900","HVAC","42GW709C","B2015027908","CARRIER","","B0003","PROD APPR OAPP QAPP","2015-10-09","CH20A54052","2015-10-19","M","B102","","PM-C3","CH21","","","2015-10-09"]
["10068601","SL137","SL137    Aérorefroidisseur","CH21/U900","HVAC","42GW709C","B2015027907","CARRIER","","B0003","PROD APPR OAPP QAPP","2015-10-09","CH20A54052","2015-10-19","M","B102","","PM-C3","CH21","","","2015-10-09"]
["10068731","SL139","SL139     Aérorefroidisseur","CH21/U250/____EG02/FR011","Départ eau glacée  compresseurs s/sol","NCH-MT41V","N/A","CIAT SA","","B0117","PROD APPR OAPP QAPP","2015-11-02","CH20A54052","2015-11-09","M","B102","","PM-C3","CH21","","","2015-11-02"]
["10069140","SL140","SL140  Ventilo-convecteur","CH21/U900/___SL140","SL140  Ventilo-convecteur","COADIS LINE 632","N/A","CIAT SA","","S0022","PROD APPR OAPP QAPP","2016-11-01","CH20A54052","2016-01-18","M","B108","","PM-G1","CH21","","","2016-11-01"]
["10069141","SL141","SL141  Ventilo-convecteur","CH21/U900/___SL141","SL141   Ventilo-convecteur","COADIS LINE 632","N/A","CIAT SA","","S0024","PROD APPR OAPP QAPP","2016-11-01","CH20A54052","2016-01-18","M","B108","","PM-G1","CH21","","","2016-11-01"]
["10069142","SL142","SL142  Ventilo-convecteur","CH21/U900/___SL142","SL142  Ventilo-convecteur","COADIS LINE 632","N/A","CIAT SA","","S0023","PROD APPR OAPP QAPP","2016-11-01","CH20A54052","2016-01-18","M","B108","","PM-G1","CH21","","","2016-11-01"]
["10069144","SL144","SL144  Ventilo-convecteur","CH21/U900/___SL144","SL144  Ventilo-convecteur","COADIS LINE 622","N/A","CIAT SA","","S0026","PROD APPR OAPP QAPP","2016-11-01","CH20A54052","2016-01-18","M","B108","","PM-G1","CH21","","","2016-11-01"]
["10069145","SL145","SL145   Ventilo-convecteur","CH21/U900/___SL145","SL145  Ventilo-convecteur","COADIS LINE 632","N/A","CIAT SA","","S1020","PROD APPR OAPP QAPP","2016-11-01","CH20A54052","2016-01-18","M","B108","","PM-G1","CH21","","","2016-11-01"]
["10069146","SL146","SL146   Ventilo-convecteur","CH21/U900/___SL146","SL146  Ventilo-convecteur","COADIS LINE 632","N/A","CIAT SA","","S1020","PROD APPR OAPP QAPP","2016-11-01","CH20A54052","2016-01-18","M","B108","","PM-G1","CH21","","","2016-11-01"]
["10069147","SL147","SL147  Ventilo-convecteur","CH21/U900/___SL147","SL147   Ventilo-convecteur","COADIS LINE 632","N/A","CIAT SA","","S1021","PROD APPR OAPP QAPP","2016-11-01","CH20A54052","2016-01-18","M","B108","","PM-G1","CH21","","","2016-11-01"]
["10069149","SL149","SL149   Ventilo-convecteur","CH21/U900/___SL149","SL149  Ventilo-convecteur","COADIS LINE 622","N/A","CIAT SA","","S1031","PROD APPR OAPP QAPP","2016-11-01","CH20A54052","2016-01-18","M","B108","","PM-G1","CH21","","","2016-11-01"]
["10069150","SL150","SL150   Ventilo-convecteur","CH21/U900/___SL150","SL150   Ventilo-convecteur","COADIS LINE 932","N/A","CIAT SA","","S2036","PROD APPR OAPP QAPP","2016-11-01","CH20A54052","2016-01-18","M","B108","","PM-G1","CH21","","","2016-11-01"]
["10079322","SL156","SL156 Climatiseur ,évaporateur","CH21/U900","HVAC","PEAD-RP125JA(L)Q","7M00022","MITSUBISHI / STANFORD","","B0088","PROD APPR OAPP QAPP","2018-07-16","CH20A54052","2018-08-30","M","B105","","PM-C3","CH21","","","2018-07-16"]
["10080947","SL157","SL157 Climatiseur ,évaporateur","CH21/U900","HVAC","GACCCX031.1/3-70E","","Günter","FHVT713ECCOI","B01107","PROD GMP  BUS  APPR OAPP QAPP","2018-10-23","CH20A54052","2019-01-09","M","B102","","PM-C3","CH21","","","2018-12-12"]
["10081481","SL158","SL158 évaporateur","CH21/S200","Technical services","","504073271/3502120","Güntner","","A0073","PROD APPR OAPP QAPP","2018-12-03","CH20A54052","2019-02-13","M","B101","","PM-G1","CH21","","","2018-12-10"]
["10081482","SL159","SL159 évaporateur","CH21/S200","Technical services","","504073821/36.01416","Güntner","","A0072","PROD APPR OAPP QAPP","2018-12-03","CH20A54052","2019-02-13","M","B101","","PM-G1","CH21","","","2018-12-10"]
["10001096","SL17","CLIMATISEUR MOBILE","CH21/U900/____SL17","CLIMATISEUR MOBILE","BIKINI BIG 7","5160453","EMERSON","","H1003","PROD APPR OAPP QAPP","1995-07-01","CH20A54052","2010-09-10","M","B105","","PM-C3","CH21","","","2010-09-10"]
["10001197","SL21","SPLIT  LOCAL A1018","CH21/U900/____SL21","SPLIT  LOCAL A1018","FHS ASB A","","DAIKIN","","A1039","PROD APPR OAPP QAPP","1996-01-01","CH20A54052","2010-09-10","M","B101","","PM-C3","CH21","","","2010-09-10"]
["10000934","SL25","CLIMATISEUR","CH21/U900/____SL25","CLIMATISEUR","BIKINI S","419-0234","RICAGNI","","H1007","PROD APPR OAPP QAPP","1995-01-01","CH20A54052","2010-09-10","M","B105","","PM-C3","CH21","","","2010-09-10"]
["10000533","SL28","CLIMATISEUR SPLIT AIRWELL","CH21/U900/____SL28","CLIMATISEUR SPLIT AIRWELL","K18EG","","AIRWELL","","A1011- F","PROD APPR OAPP QAPP","1996-08-01","CH20A54052","2010-09-10","M","B101","","PM-C3","CH21","","","2010-09-10"]
["10000942","SL33","CLIMATISEUR SPLIT","CH21/U900/____SL33","CLIMATISEUR SPLIT","BIKINI BIGS","613-0374","EMERSON","","H1016","PROD APPR OAPP QAPP","1990-01-01","CH20A54052","2010-09-10","M","B105","","PM-C3","CH21","","","2010-09-10"]
["10000786","SL53","CLIMATISEUR SPLIT","CH21/U900/____SL53","CLIMATISEUR SPLIT","R71FJ7W1","1600627","WEST DRY SERVICE","","B1091","PROD APPR OAPP QAPP","1996-01-01","CH20A54052","2010-09-10","M","B102","","PM-C3","CH21","","","2010-09-10"]
["10000970","SL58","CLIMATISEUR SPLIT","CH21/U900/____SL58","CLIMATISEUR SPLIT","BIKINIBIGS","7150033","RICAGNI","","H0006","PROD APPR OAPP QAPP","1998-05-07","CH20A54052","2010-09-10","M","B105","","PM-C3","CH21","","","2010-09-10"]
["10000336","SL59","CLIMATISEUR SPLIT","CH21/U900/____SL59","CLIMATISEUR SPLIT","FCROLLER14","716M0204","RICAGNI","","A0077","PROD APPR OAPP QAPP","1998-06-01","CH20A54052","2010-09-10","M","B101","","PM-C3","CH21","","","2010-09-10"]
["10003239","SL64","CLIMATISEUR SPLIT","CH21/U900","HVAC","BIKINI S","6300205","EMERSON","","STOCK  (","PROD APPR OAPP QAPP","1999-01-01","CH20A54052","2010-09-10","M","","","PM-C3","CH21","","","2010-09-10"]
["10003344","SL65","CLIMATISEUR","CH21/U900","HVAC","C.N MASTERS 18R EMERSON","9070168","RICAGNI","","A1023","PROD APPR OAPP QAPP","1999-07-01","CH20A54052","2010-09-10","M","B101","","PM-C3","CH21","","","2010-09-10"]
["10002302","SL70","CLIMATISEUR SPLIT","CH21/U900","HVAC","EMERSON / CN.MASTER J18R","907-0168","RICAGNI","","A1023","PROD APPR OAPP QAPP","2000-01-01","CH20A54052","2010-09-10","M","B101","","PM-C3","CH21","","","2010-09-10"]
["10000444","SL72","Climatisation à eau glacée","CH21/U900/____SL72","Climatisation à eau glacée","FAN-180","PF.21800040","DIVERS TIERS...","","B0122","PROD APPR OAPP QAPP","2003-03-01","CH20A54052","2010-09-10","M","B102","","PM-C3","CH21","","","2010-09-10"]
["10002300","SL73","Climatiseur split Airwell","CH21/U900","HVAC","AELIA210IR","2621868819","AIRWELL","","H1006","PROD APPR OAPP QAPP","2003-06-13","CH20A54052","2010-09-10","M","B105","","PM-C3","CH21","","","2010-09-10"]
["10002298","SL74","Climatiseur AERTESI","CH21/U900","HVAC","UTW-81-HL1-SX4","10574.2003.12317","","","B0168","STO  APPR OAPP QAPP","2003-09-01","CH20A54052","2010-09-10","M","B102","","PM-C3","CH21","","","2010-09-10"]
["10002296","SL76","Climatiseur AERTESI","CH21/U900","HVAC","UTW-81-HL1-SX4","10574.2003.12315","","","K0103","PROD APPR OAPP QAPP","2003-09-01","CH20A54052","2010-09-10","M","B104","","PM-C3","CH21","","","2010-09-10"]
["10002294","SL77","Climatiseur split","CH21/U900","HVAC","ULISSE 10","0007937","AXAIR AG","","CC1002","PROD APPR OAPP QAPP","2003-09-13","CH20A54052","2010-09-10","M","B203","","PM-C3","CH21","","","2010-09-10"]
["10002292","SL79","Climatiseur split","CH21/U900","HVAC","ULISSE 10","0007737","AXAIR AG","","CC1004","PROD APPR OAPP QAPP","2003-09-13","CH20A54052","2010-09-10","M","B203","","PM-C3","CH21","","","2010-09-10"]
["10002291","SL80","Climatiseur split","CH21/U900","HVAC","ULISSE 10","0007837","AXAIR AG","","CC1005","PROD APPR OAPP QAPP","2003-09-13","CH20A54052","2010-09-10","M","B203","","PM-C3","CH21","","","2010-09-10"]
["10002290","SL81","Climatiseur split","CH21/U900","HVAC","ULISSE 10","0008037","AXAIR AG","","CC1006","PROD APPR OAPP QAPP","2003-09-13","CH20A54052","2010-09-10","M","B203","","PM-C3","CH21","","","2010-09-10"]
["10002289","SL82","Climatiseur split","CH21/U900","HVAC","ULISSE 10","0007637","AXAIR AG","","CC1007","PROD APPR OAPP QAPP","2003-09-13","CH20A54052","2010-09-10","M","B203","","PM-C3","CH21","","","2010-09-10"]
["10002287","SL84","Climatiseur split","CH21/U900","HVAC","ULISSE 10","0008137","AXAIR AG","","CC1009","PROD APPR OAPP QAPP","2003-09-13","CH20A54052","2010-09-10","M","B203","","PM-C3","CH21","","","2010-09-10"]
["10002286","SL85","Climatiseur split","CH21/U900","HVAC","ULISSE 10","0009637","AXAIR AG","","CC1010","PROD APPR OAPP QAPP","2003-09-13","CH20A54052","2010-09-10","M","B203","","PM-C3","CH21","","","2010-09-10"]
["10002285","SL86","Climatiseur split","CH21/U900","HVAC","ULISSE 10","0009837","AXAIR AG","","CC1011","PROD APPR OAPP QAPP","2003-09-13","CH20A54052","2010-09-10","M","B203","","PM-C3","CH21","","","2010-09-10"]
["10002284","SL87","Climatiseur split","CH21/U900","HVAC","ULISSE 10","0009137","AXAIR AG","","CC1012","PROD APPR OAPP QAPP","2003-09-13","CH20A54052","2010-09-10","M","B203","","PM-C3","CH21","","","2010-09-10"]
["10002282","SL89","Climatiseur split","CH21/U900","HVAC","ULISSE 10","0009537","AXAIR AG","","CC1014","PROD APPR OAPP QAPP","2003-09-13","CH20A54052","2010-09-10","M","B203","","PM-C3","CH21","","","2010-09-10"]
["10002281","SL90","Climatiseur split","CH21/U900","HVAC","ULISSE 10","0009337","AXAIR AG","","CC1015","PROD APPR OAPP QAPP","2003-09-13","CH20A54052","2010-09-10","M","B203","","PM-C3","CH21","","","2010-09-10"]
["10002278","SL93","Climatiseur split","CH21/U900","HVAC","3MKS50BVMB","3002857/2300","DAIKIN","","CC0018/1","PROD APPR OAPP QAPP","2003-09-13","CH20A54052","2010-09-10","M","B203","","PM-C3","CH21","","","2010-09-10"]
["10002276","SL95","Climatiseur  mobile SL95  (R407C)","CH21/S099","Dispo","ULISSE 10 (R407C)","00005547","ARGOS","","B0165","STO  APPR OAPP QAPP","2004-07-03","CH20A54052","2010-09-10","M","B102","","PM-C3","CH21","","","2010-09-10"]
["10002275","SL96","Climatiseur  mobile  (R407C)","CH21/U900","HVAC","ULISSE 10 (R407C)","00004547","ARGOS","","CA1002","PROD APPR OAPP QAPP","2004-07-03","CH20A54052","2010-09-10","M","B201","","PM-C3","CH21","","","2010-09-10"]
["10002274","SL97","Climatiseur  mobile  (R407C)","CH21/U900","HVAC","ULISSE 10 (R407C)","00007447","ARGOS","","CA1003","PROD APPR OAPP QAPP","2004-07-03","CH20A54052","2010-09-10","M","B201","","PM-C3","CH21","","","2010-09-10"]
["10002272","SL99","Climatiseur  mobile  (R407C)","CH21/U900","HVAC","ULISSE 10 (R407C)","00006347","ARGOS","","CA1008","PROD APPR OAPP QAPP","2004-07-03","CH20A54052","2010-09-10","M","B201","","PM-C3","CH21","","","2010-09-10"]
["10060098","SN","Régulateur niv. bac N2 liquide","CH21/P190","Cellule","RN24","1378","TBT","","A0139","PROD GMP  APPR OAPP QAPP","2012-12-20","CH20A54055","2012-12-31","M","B101","","PM-H1","CH21","","","2012-12-20"]
["10060099","SN","Régulateur niv. bac N2 liquide","CH21/P190","Cellule","RN24","1381","TBT","","B10150","PROD GMP  APPR OAPP QAPP","2012-12-20","CH20A54055","2012-12-31","M","B102","","PM-H1","CH21","","","2012-12-20"]
["10060100","SN","Régulateur niv. bac N2 liquide","CH21/P190","Cellule","RN24","1383","TBT","","A0139","PROD GMP  APPR OAPP QAPP","2012-12-20","CH20A54055","2012-12-31","M","B101","","PM-H1","CH21","","","2012-12-20"]
["10060060","SP","DEGAZEUR","CH21/S099","Dispo","IDL DG2","AD3DG2545M","WATERS AG","","A0145","STO  GMP  APPR OAPP QAPP","2012-12-18","CH20A55050","2012-12-18","M","B101","","PM-V1","CH21","","","2012-12-18"]
["10062254","SP","Débulleur BPG300","CH21/P121","Zone  DSP1","BPG300","1725177","GE HEALTHCARE EUROPE GMBH","","B1094","PROD GMP  APPR OAPP QAPP","2013-07-01","CH20A54055","2013-07-09","M","B102","","PM-F","CH21","","","2013-07-09"]
["10062256","SP","Débulleur BPG300","CH21/P121","Zone  DSP1","BPG300","1725177","GE HEALTHCARE EUROPE GMBH","","B1094","PROD GMP  APPR OAPP QAPP","2013-07-01","CH20A54055","2013-07-09","M","B102","","PM-F","CH21","","","2013-07-09"]
["10069455","SP","Air trap DIA90","CH21/P120","Zone  DSP3","AIR TRAP DIA90","90-3025","MILLIPORE","","A1023","PROD GMP  APPR OAPP QAPP","2016-01-01","CH20A54055","2016-03-15","M","B101","","PM-A","CH21","","","2016-03-15"]
["10069456","SP","Air trap DIA90","CH21/P120","Zone  DSP3","AIR TRAP DIA90","90-3021","MILLIPORE","","B10128","PROD GMP  APPR OAPP QAPP","2016-01-01","CH20A54055","2016-03-17","M","B102","","PM-A","CH21","","","2016-03-17"]
["10069457","SP","Air trap BPG300/500","CH21/P120","Zone  DSP3","AIR TRAP BPG300","9725142","GE HEALTHCARE EUROPE GMBH","","B10128","PROD GMP  APPR OAPP QAPP","2016-01-01","CH20A54055","2016-03-17","M","B102","","PM-A","CH21","","","2016-03-15"]
["10070963","SP","Débulleur BPG 300","CH21/P121","Zone  DSP1","BPG 300","UC024635","GE HEALTHCARE EUROPE GMBH","","B1020","PROD GMP  APPR OAPP QAPP","2016-10-01","CH20A54055","2016-11-28","M","B102","","PM-F","CH21","","","2016-12-01"]
["10071257","SP","Débulleur BPG 300","CH21/P121","Zone  DSP1","BPG 300","UC024635","GE HEALTHCARE EUROPE GMBH","","B1017","PROD GMP  APPR OAPP QAPP","2016-10-01","CH20A54055","2016-12-27","M","B102","","PM-F","CH21","","","2016-12-01"]
["10002115","SP01","SEPARATEUR DE GRAISSE","CH21/S200","Technical services","","","","","EXTERIEU","PROD APPR OAPP QAPP","1990-01-01","CH20A54052","2010-09-10","M","B101","","PM-G","CH21","","","2010-09-10"]
["10002113","SP04","DEBULLEUR","CH21/P122","Zone DSP4","ID 50X200","932194/01","","BULK FINAL LH","B1036","PROD GMP  APPR OAPP QAPP","1993-11-11","CH20A54055","2010-09-10","M","B102","","PM-A","CH21","","","2010-09-10"]
["10000745","SP13","DEGAZEUR HPLC VARIAN","CH21/F099/___HP535","Chaîne HPLC  600  HP31","GASTORR GT103","597H701","VARIAN AG","","HS  (A10","HIST GMP  BUS  APPR OAPP QAPP","1991-06-01","CH20A54054","2010-09-10","M","","","","CH21","","HS  (A1021","2010-09-10"]
["10001138","SP15","DEGAZEUR HPLC VARIAN","CH21/P101","Tech Biotech","GASTORR GT103","137H612","OMNILAB SA & BIOSYSTEME SA","","B10105","STO  GMP  APPR OAPP QAPP","1993-10-01","CH20A54055","2010-09-10","M","B102","","PM-F","CH21","","","2010-09-10"]
["10000996","SP22","SEPARATEUR CHAINE HPLC","CH21/S400/___HP524","Chaîne HPLC  Alliance 7/8","2690","E97SM4206M","WATERS AG","","A1066","PROD GMP  APPR OAPP QAPP","1997-06-01","CH20A55050","2010-09-10","M","B101","","PM-V1","CH21","","","2010-09-10"]
["10002566","SP33","DEBULLEUR","CH21/P128","Zone  DSP2","BPG450","","PHARMACIA-TEST","","B1073","PROD APPR OAPP QAPP","1998-10-01","CH20A54055","2010-09-10","M","B102","","PM-A","CH21","","","2010-09-10"]
["10000795","SP36","MODULE DE SEPARATION","CH21/P152/___HP529","Chaîne HPLC  Alliance 17/18","2690","H98SM4142M","WATERS AG","","A1023","PROD GMP  APPR OAPP QAPP","1998-11-01","CH20A55050","2010-09-10","M","B101","","PM-V1","CH21","","","2010-09-10"]
["10002867","SP39","Dégazeur  membranaire de Membratec SA","CH21/P121","Zone  DSP1","N/A","15-CHI99-130","DIVERS TIERS...","BULK FINAL LH","B1022","PROD GMP  BUS  APPR OAPP QAPP","2000-05-29","CH20A54055","2010-09-10","M","B102","","PM-A","CH21","","","2010-10-05"]
["10000180","SP42","DEGAZEUR","CH21/S400/___HP532","Chaîne HPLC  600  HP72","WATERS IN LINE DÉGASER AF","MX6PM4596M","WATERS TA INSTRUMENTS SA","","A1039","PROD GMP  BUS  APPR OAPP QAPP","1990-01-01","CH20A54055","2010-09-10","M","B101","","","CH21","","A1021","2010-09-10"]
["10001756","SP43","DEBULLEUR","CH21/P122","Zone DSP4","SEPRACOR","932194/21","BIOSEPRA SA / CIPHERGEN","BULK INT.LH","B1036","PROD GMP  APPR OAPP QAPP","2005-09-27","CH20A54055","2010-09-10","M","B102","","PM-A","CH21","","","2010-09-10"]
["10004039","SP44","Débulleur    (ex: IPL)","CH21/P120","Zone  DSP3","263824","961171/1","BIOSEPRA SA / CIPHERGEN","","B10150","PROD APPR OAPP QAPP","2005-10-01","CH20A54055","2010-09-10","M","B102","","PM-A","CH21","","","2010-09-10"]
["10004037","SP46","Débulleur    (ex: IPL)","CH21/P128","Zone  DSP2","822795","229969","BPE","","B1036","PROD APPR OAPP QAPP","2005-10-01","CH20A54055","2010-09-10","M","B102","","PM-A","CH21","","","2010-09-10"]
["10004035","SP48","Débulleur    (ex: IPL)","CH21/P120","Zone  DSP3","817383","N/A","BPE","","B1070","PROD GMP  APPR OAPP QAPP","2005-10-01","CH20A54055","2010-09-10","M","B102","","PM-A","CH21","","","2010-09-10"]
["10004034","SP49","Débulleur    (ex: IPL)","CH21/P120","Zone  DSP3","817383","N/A","BPE","","B1047","PROD APPR OAPP QAPP","2005-10-01","CH20A54055","2010-09-10","M","B102","","PM-A","CH21","","","2010-09-10"]
["10000881","SP50","système pompe et injecteur Alliance","CH21/S400/___HP540","Chaîne  HPLC   Alliance","ALLIANCE 2695","B07SHC095A-B07SM4472A","WATERS AG","","A1069","PROD GMP  APPR OAPP QAPP","2007-05-21","CH20A55050","2010-09-10","M","B101","","PM-V1","CH21","","","2010-09-10"]
["10001601","SP52","DEBULLEUR","CH21/P121","Zone  DSP1","SCOT DURANT","N/A","GE HEALTHCARE EUROPE GMBH","","B10134","PROD GMP  BUS  APPR OAPP QAPP","2007-11-14","CH20A54055","2010-09-10","M","B102","","PM-A","CH21","","","2010-09-10"]
["10003966","SP54","Débulleur","CH21/P121","Zone  DSP1","SCOTT DWAN","43-0452-06 TO NR 26273","GE HEALTHCARE EUROPE GMBH","BULK INT.LH","B1020","PROD GMP  BUS  APPR OAPP QAPP","2007-11-14","CH20A54055","2010-09-10","M","B102","","PM-A","CH21","","","2010-09-10"]
["10003965","SP55","Débulleur","CH21/P121","Zone  DSP1","SCOTT DWAN","43-0452-06 TO NR 26273","GE HEALTHCARE EUROPE GMBH","BULK INT.LH","B1020","PROD GMP  BUS  APPR OAPP QAPP","2007-11-14","CH20A54055","2010-09-10","M","B102","","PM-A","CH21","","","2010-09-10"]
["10000857","SP57","Débulleur Biosepra","CH21/P122/____HP16","CHARIOT  CHROMATOGRAPHIE","N/A","N/A","","","B10148","PROD GMP  BUS  APPR OAPP QAPP","2007-12-14","CH20A54055","2010-09-10","M","B102","","PM-V1","CH21","","","2010-09-10"]
["10000907","SP58","Débulleur","CH21/P122/____HP17","CHARIOT  CHROMATOGRAPHIE","N/A","N/A","","","B10148","PROD GMP  BUS  APPR OAPP QAPP","2007-12-14","CH20A54055","2010-09-10","M","B102","","PM-V1","CH21","","","2010-09-10"]
["10003772","SP60","Débulleur","CH21/P120","Zone  DSP3","430452-06","16175","GE HEALTHCARE EUROPE GMBH","","B10128","PROD GMP  APPR OAPP QAPP","2007-11-14","CH20A54055","2010-09-10","M","B102","","PM-A","CH21","","","2010-09-10"]
["10003771","SP61","Débulleur","CH21/P122","Zone DSP4","430452-06","N/A","GE HEALTHCARE EUROPE GMBH","","B10148","PROD GMP  APPR OAPP QAPP","2007-11-14","CH20A54055","2010-09-10","M","B102","","PM-A","CH21","","","2010-09-10"]
["10000885","SP63","système pompe et injecteur HPLC Alliance","CH21/S400/___HP541","Chaîne  HPLC   Alliance","WAT270008","M07SM4762A","WATERS AG","","A1069","PROD GMP  APPR OAPP QAPP","2008-07-22","CH20A55050","2010-09-10","M","B101","","PM-V1","CH21","","","2010-09-10"]
["10001409","SP65","DEBULLEUR","CH21/P122","Zone DSP4","POUR COLONNE PS370","N/A","","","B1047","PROD GMP  APPR OAPP QAPP","2009-08-01","CH20A54055","2010-09-10","M","B102","","PM-A","CH21","","","2010-09-10"]
["10001408","SP66","DEBULLEUR","CH21/P122","Zone DSP4","POUR COLONNE PS370","N/A","","","B1047","PROD GMP  APPR OAPP QAPP","2009-08-01","CH20A54055","2010-09-10","M","B102","","PM-A","CH21","","","2010-09-10"]
["10000671","SP67","Isolateur QC Testing","CH21/S400/____SP67","Isolateur QC Testing","ISOTEST STERITRACE II","2739-12/2009","GETINGE-LIFE SCIENCES","","A1084","PROD GMP  BUS  APPR OAPP QAPP","2009-12-17","CH20A55050","2010-09-10","M","B101","","PM-C6","CH21","","","2010-09-10"]
["10070349","SP70","SP70:  Isolateur à flux , Classe A.","CH21/P302","Pharmaceutical - ligne 2","PSI-L","10A.16.084.001","SKAN AG","","B00171","PROD GMP  EHS  BUS  APPR OAPP QAPP","2016-08-30","CH20A54057","2016-07-07","M","B102","","PM-D1","CH21","","","2019-05-31"]
["10072531","SP71","SP71    Système de purification  AKTA","CH21/P152","Zone Production DSP","AKTA PURE 150","2215661","GE HEALTHCARE EUROPE GMBH","","A1023","PROD GMP  APPR OAPP QAPP","2017-05-28","CH20A54055","2017-06-15","M","B101","","PM-V1","CH21","","","2017-05-28"]
["10070351","SP73","SP73  Flux, Isolateur entrée, Classe A.","CH21/P302","Pharmaceutical - ligne 2","SARA-L","10A.16.084.001","SKAN AG","","B00171","PROD GMP  EHS  BUS  APPR OAPP QAPP","2016-08-30","CH20A54057","2016-07-07","M","B102","","PM-C6","CH21","","","2019-05-31"]
["10070350","SP74","SP74  Flux, Isolateur sortie , Classe A.","CH21/P302","Pharmaceutical - ligne 2","SARA-R","10A.16.084.001","SKAN AG","","B00171","PROD GMP  EHS  BUS  APPR OAPP QAPP","2016-08-30","CH20A54057","2016-07-07","M","B102","","PM-C6","CH21","","","2019-05-31"]
["10079236","SP75","SP75 :Isolateur de transfert ( SARA )","","","","","","","","CON  GMP  EHS  BUS  NAPP",null,"","2018-08-27","M","","","","CH21","","","2018-08-01"]
["10079237","SP76","SP76 :Isolateur lyophilisateur n°2","","","","","","","","CON  GMP  EHS  BUS  NAPP",null,"","2018-08-27","M","","","","CH21","","","2018-08-01"]
["10079239","SP78","SP78 :Isolateur remplir / capsuler","","","","","","","","CON  GMP  EHS  BUS  NAPP",null,"","2018-08-27","M","","","","CH21","","","2018-08-01"]
["10080247","SP79","SP79  Système de purification d'eau","CH21/P152","Zone Production DSP","ELIX ADVANTAGE 10","F8MA10401C","MILLIPORE","","A1023","PROD GMP  APPR OAPP QAPP","2018-10-02","CH20A54055","2018-10-31","M","B101","","PM-V1","CH21","","","2018-10-25"]
["10065648","ST","Armoire à rayonnages dynamiques LOGIMAT1","CH21/S100","Logistic & Warehouse","LOGIMAT 1","8140102A1","SSI Schäfer AG","SMF_WAREHOUSE","K0104","PROD BUS  APPR OAPP QAPP","2014-07-01","CH20A53555","2014-08-22","M","B104","","PM-C4","CH21","","","2014-07-01"]
["10065649","ST","Armoire à rayonnages dynamiques LOGIMAT2","CH21/S100","Logistic & Warehouse","LOGIMAT 2","8140102B1","SSI Schäfer AG","SMF_WAREHOUSE","K0104","PROD BUS  APPR OAPP QAPP","2014-07-01","CH20A53555","2014-08-22","M","B104","","PM-C4","CH21","","","2014-07-01"]
["10002814","ST12","Benne à compartiments pour verre  GTS","CH21/S100","Logistic & Warehouse","3 COMPARTIMENTS","N/A","GTS Gallati transport systeme","","K0011","PROD APPR OAPP QAPP","1998-01-01","CH20A53555","2010-09-10","M","B104","","PM-C4","CH21","","","2010-09-10"]
["10002350","ST17","Benne autocompacteuse LSA","CH21/S100","Logistic & Warehouse","LM16GN","21469/12390","HUNKELER SYSTEME AG","","K0011","PROD APPR OAPP QAPP","2005-12-24","CH20A53555","2010-09-10","M","B104","","PM-C4","CH21","","","2010-09-10"]
["10069139","ST20","ST20:  Armoire rayonnages dynamiques","CH21/S100","Logistic & Warehouse","LEAN LIFT 2060-825","340.772","HANEL BURO UND LAGERSYSTEME","","S0107","PROD GMP  EHS  BUS  APPR OAPP QAPP","2015-08-06","CH20A53555","2016-01-18","M","B108","","PM-C4","CH21","","","2016-11-07"]
["10070783","ST21","ST21:  Armoire Rotomat   Mag.Tech.","CH21/S200","Technical services","900115327432","341145","HANEL SA","","S0140","PROD APPR OAPP QAPP","2016-09-19","CH20A54052","2016-11-09","M","B108","","PM-C4","CH21","","","2016-09-19"]
["10073130","SU","Soudeuse à Steriking","CH21/P101","Tech Biotech","HM850DC","499615","HAWO","","A0129","PROD GMP  APPR OAPP QAPP","2017-08-01","CH20A54055","2017-09-25","M","B101","","PM-V4","CH21","","","2017-09-25"]
["10073131","SU","Soudeuse à Steriking","CH21/P101","Tech Biotech","HM850DC","499614","HAWO","","A0129","PROD GMP  APPR OAPP QAPP","2017-08-01","CH20A54055","2017-09-25","M","B101","","PM-V4","CH21","","","2017-09-25"]
["10000062","SU06","MACHINE A SOUDER","CH21/P302/____SU06","MACHINE A SOUDER","AFV 8010","51044","BAUSCH + STROEBEL","SMF_FDF_2","M0017-M0","PROD GMP  BUS  APPR OAPP QAPP","1999-07-01","CH20A54057","2010-09-10","M","B103","","PM-D1","CH21","","","2010-09-10"]
["10004071","SU11","SOUDEUSE pharmed 16","CH21/P101","Tech Biotech","SCD2B","6618","TERUMO EUROPE N.V.","","B10105","PROD GMP  APPR OAPP QAPP","2004-01-26","CH20A54055","2010-09-10","M","B102","","PM-A","CH21","","","2010-09-10"]
["10000024","SU20","Soudeuse Terumo","CH21/P101","Tech Biotech","SCDIIB","6340","TERUMO","","A0129","PROD GMP  APPR OAPP QAPP","2005-07-11","CH20A54055","2010-09-10","M","B101","","PM-A","CH21","","","2010-09-10"]
["10001593","SU22","Thermosoudeuse pour stériking","CH21/P302","Pharmaceutical - ligne 2","EM20KLC","207004909","Entrhal Medical Gmbh","","M0035/B0","PROD APPR OAPP QAPP","2007-11-15","CH20A54057","2010-09-10","M","B103","","PM-D1","CH21","","","2010-09-10"]
["10001468","SU24","Scelleuse de tubes stériles 3,2 mm","CH21/P120","Zone  DSP3","BIOSEALER 3,2 MM(16363-P7","RS10303","WAVE BIOTECH AG","","B10128","PROD GMP  APPR OAPP QAPP","2008-04-01","CH20A54055","2010-09-10","M","B101","","PM-A","CH21","","","2010-09-10"]
["10001467","SU25","Scelleuse de tubes stériles 1,6/2,4 mm","CH21/P101","Tech Biotech","BIOSEALER1,6/2,4 16361-P1","RS10294","WAVE BIOTECH AG","","A1029","PROD GMP  APPR OAPP QAPP","2008-04-01","CH20A54055","2010-09-10","M","B101","","PM-A","CH21","","","2010-09-10"]
["10001549","SU27","Scelleuse de tubes","CH21/P101","Tech Biotech","BIOWELDER","RW1458","WAVE BIOTECH AG","","B0144","PROD GMP  APPR OAPP QAPP","2008-06-24","CH20A54055","2010-09-10","M","B102","","PM-A","CH21","","","2010-09-10"]
["10001545","SU28","Scelleuse de tubes stériles 3,2 mm","CH21/P101","Tech Biotech","BIOSEALER 3,2 MM","RS10315","WAVE BIOTECH AG","","B10105","PROD GMP  APPR OAPP QAPP","2008-06-24","CH20A54052","2010-09-10","M","B102","","PM-A","CH21","","","2010-09-10"]
["10001544","SU29","Scelleuse de tubes stériles 3,2 mm","CH21/P151","Zone Production USP5 s/sol","BIOSEALER 3,2 MM","RS10323","WAVE BIOTECH AG","","B0144","PROD GMP  APPR OAPP QAPP","2008-06-24","CH20A54055","2010-09-10","M","B102","","PM-A","CH21","","","2010-09-10"]
["10003749","SU30","Stérile tube fuser","CH21/P101","Tech Biotech","BIOWELDER","RW1497","SARTORIUS Stedim Biotech GMBH","","B10105","PROD GMP  APPR OAPP QAPP","2008-07-29","CH20A54055","2010-09-10","M","B102","","PM-A","CH21","","","2010-09-10"]
["10003579","SU32","SU32     Thermosoudeuse pour stériking","CH21/P300","Pharmaceutical dry forms","EM20KLC","209011406","Entrhal Medical Gmbh","","B0036","PROD APPR OAPP QAPP","2009-07-21","CH20A54057","2010-09-10","M","B102","","PM-D1","CH21","","","2010-09-10"]
["10041101","SU33","SU33   Thermosoudeuse pour stériking","CH21/P302","Pharmaceutical - ligne 2","EM20KLC","210027109","Entrhal Medical Gmbh","","M0035","PROD GMP  APPR OAPP QAPP","2010-10-12","CH20A54057","2010-10-28","M","B103","","PM-D1","CH21","","","2010-11-01"]
["10057340","SU34","SU34       Thermosoudeuse pour stériking","CH21/P300","Pharmaceutical dry forms","EM20KLC","207001203","Entrhal Medical Gmbh","","A0046","PROD GMP  APPR OAPP QAPP","2011-12-01","CH20A54057","2012-02-21","M","B101","","PM-D1","CH21","","","2012-03-01"]
["10069152","SU35","SU35     Soudeuse à défilement continu","CH21/P302","Pharmaceutical - ligne 2","EM20KLC","215087712","Entrhal Medical Gmbh","","M0035","PROD GMP  APPR OAPP QAPP","2016-01-18","CH20A54057","2016-01-18","M","B103","","PM-D1","CH21","","","2016-03-01"]
["10067618","SU37","SU37 Soudeuse Pharmed 16","CH21/P101","Tech Biotech","SCD IIB","1B00348","TERUMO EUROPE N.V.","","B1075","PROD GMP  APPR OAPP QAPP","2015-03-01","CH20A54055","2015-05-06","M","B102","","PM-F","CH21","","","2015-03-01"]
["10067619","SU38","SU38 Soudeuse Pharmed 16","CH21/P101","Tech Biotech","SCD IIB","1B00349","TERUMO EUROPE N.V.","","A0129","PROD GMP  APPR OAPP QAPP","2015-03-01","CH20A54055","2015-05-06","M","B101","","PM-F","CH21","","","2015-03-01"]
["10070939","SU39","SU39 Soudeuse Pharmed 16","CH21/P122","Zone DSP4","SCD IIB","1B00452","TERUMO EUROPE N.V.","","B10148","PROD GMP  APPR OAPP QAPP","2016-03-01","CH20A54055","2016-11-23","M","B102","","PM-F","CH21","","","2016-03-01"]
["10074379","SU40","SU40 SOUDEUSE pharmed 16","CH21/P101","Tech Biotech","SCD2B","1B00887","TERUMO EUROPE N.V.","","B10105","PROD GMP  APPR OAPP QAPP","2017-08-01","CH20A54055","2017-12-11","M","B102","","PM-V4","CH21","","","2017-12-01"]
["10074381","SU42","SU42 SOUDEUSE pharmed 16","CH21/P101","Tech Biotech","SCD2B","1B00906","TERUMO EUROPE N.V.","","B10105","PROD GMP  APPR OAPP QAPP","2017-08-01","CH20A54055","2017-12-11","M","B102","","PM-V4","CH21","","","2017-12-01"]
["10074382","SU43","SU43 SOUDEUSE pharmed 16","CH21/P101","Tech Biotech","SCD2B","1B00907","TERUMO EUROPE N.V.","","B10105","PROD GMP  APPR OAPP QAPP","2017-08-01","CH20A54055","2017-12-11","M","B102","","PM-V4","CH21","","","2017-12-01"]
["10076009","SU45","SU45 :Soudeuse Biowelder","CH21/P110","Zone Prod Biotech s/sol USP3","BIOWELDER","BWTC1855","SARTORIUS Stedim Biotech GMBH","","B0144","PROD GMP  APPR OAPP QAPP","2017-11-21","CH20A54055","2018-03-21","M","B102","","PM-V1","CH21","","","2017-11-21"]
["10079702","SU46","SU46: SOUDEUSE DE SACHE","","","","","","","","CON  NAPP",null,"CH20A54055","2018-10-10","M","B102","","","CH21","",""]
["10080779","SU47","SU47 Soudeuse pharmed 16","CH21/P101","Tech Biotech","SCD2B","1B01409","TERUMO EUROPE N.V.","","A0129","PROD GMP  APPR OAPP QAPP","2018-11-02","CH20A54055","2018-12-11","M","B101","","PM-V4","CH21","","","2018-12-11"]
["10080780","SU48","SU48 Soudeuse pharmed 16","CH21/P101","Tech Biotech","SCD2B","1B01407","TERUMO EUROPE N.V.","","A0129","PROD GMP  APPR OAPP QAPP","2018-11-02","CH20A54055","2018-12-11","M","B101","","PM-V4","CH21","","","2018-12-11"]
["10080785","SU50","SU50 Soudeuse pharmed 16","CH21/P101","Tech Biotech","SCD2B","1B01404","TERUMO EUROPE N.V.","","A0129","PROD GMP  APPR OAPP QAPP","2018-11-02","CH20A54055","2018-12-11","M","B101","","PM-V4","CH21","","","2018-12-11"]
["10081973","SU55","SU55  Soudeuse de tube","CH21/P110","Zone Prod Biotech s/sol USP3","BIOSEALER","RS13302","SARTORIUS Schweiz AG Biotech.","","B0160","PROD GMP  BUS  APPR OAPP QAPP",null,"CH20A54055","2019-04-03","M","B102","","PM-V4","CH21","",""]
["10081974","SU56","SU56  Soudeuse de tube","CH21/P110","Zone Prod Biotech s/sol USP3","BIOWELDER","BWTC2962","SARTORIUS Schweiz AG Biotech.","","B0160","PROD GMP  BUS  APPR OAPP QAPP","2019-03-28","CH20A54055","2019-04-03","M","B102","","PM-V1","CH21","","","2019-05-10"]
["10081975","SU57","SU57  Soudeuse de tube","CH21/P190","Cellule","BIOWELDER","BWTC2963","SARTORIUS Schweiz AG Biotech.","","B0160","PROD BUS  APPR OAPP QAPP","2019-03-29","CH20A54055","2019-04-03","M","B102","","PM-V4","CH21","","","2019-05-20"]
["10000591","TG01","ELECTRICITE PH 80","CH21/U610/____TG01","ELECTRICITE PH 80","","","SOCIETE ELECTRIQUE DES FORCES","","A0114","PROD BUS  APPR OAPP QAPP","1983-01-01","CH20A54052","2010-09-10","M","B101","","PM-H1","CH21","","","2010-09-10"]
["10065917","TG01BC","Batterie compensation TR2","CH21/U610/____TG01","ELECTRICITE PH 80","BLR-MC","N/A","MICAFIL","","A0114","PROD APPR OAPP QAPP","1984-01-01","CH20A54052","2014-10-02","M","B101","","PM-H1","CH21","","","1984-01-01"]
["10000741","TG01GE001","GROUPE ELECTROGENE PH80","CH21/U610/____TG01/GE001","GROUPE ELECTROGENE PH80","SC 534 E","L8728/1","DIMAG ENERGIE SA","","B0171","PROD BUS  APPR OAPP QAPP","1989-01-01","CH20A54052","2010-09-10","M","B102","","PM-H1","CH21","","","2010-09-10"]
["10000732","TG01GE002","GROUPE ELECTROGENE PH80","CH21/U610/____TG01/GE002","GROUPE ELECTROGENE","SC 534 E","L8728/2","DIMAG ENERGIE SA","","B0171","PROD BUS  APPR OAPP QAPP","1989-01-01","CH20A54052","2010-09-10","M","B102","","PM-H1","CH21","","","2010-09-10"]
["10043470","TG01ON002","TG01ON002    Onduleur  PH80  new","CH21/U610/____TG01/ON002","ONDULEUR PH80","DELPHYS MP ELITE 1 120KVA","10.100370227001","SOCOMEC","","A0158","PROD BUS  APPR OAPP QAPP","2010-11-23","CH20A54052","2011-01-19","M","B101","","PM-H1","CH21","","","2010-11-24"]
["10068172","TG01OR","PC de gestion commutation réseau Elec.","CH21/U610/____TG01/TL001","Tableau gestion secours réseau ELEC.","IPPC 6192-A","AECE 044128","ADVANTECH","","A0114","PROD APPR OAPP QAPP","2014-05-04","CH20A54052","2015-07-13","M","B101","","PM-H1","CH21","","","2014-05-07"]
["10000434","TG02","ELECTRICITE PH 90","CH21/U610/____TG02","ELECTRICITE PH 90","","","SOCIETE ELECTRIQUE DES FORCES","","B0163","PROD BUS  APPR OAPP QAPP","1989-01-01","CH20A54052","2010-09-10","M","B102","","PM-H1","CH21","","","2010-09-10"]
["10065919","TG02BC","Batterie compensation TR3","CH21/U610/____TG02","ELECTRICITE PH 90","BLR-MC","N/A","MICAFIL","","B0163","PROD APPR OAPP QAPP","1990-01-01","CH20A54052","2014-10-02","M","B102","","PM-H1","CH21","","","1990-01-01"]
["10065920","TG02BC","Batterie compensation TR4","CH21/U610/____TG02","ELECTRICITE PH 90","BLR-MC","N/A","MICAFIL","","B0163","PROD APPR OAPP QAPP","1990-01-01","CH20A54052","2014-10-02","M","B102","","PM-H1","CH21","","","1990-01-01"]
["10065921","TG02BC","Batterie compensation TR5","CH21/U610/____TG02","ELECTRICITE PH 90","B7-150/6-M36L-S2664015","2014-8385","SYSTEM ELECTRIC","","B0167","PROD APPR OAPP QAPP","2014-03-01","CH20A54052","2014-10-02","M","B102","","PM-H1","CH21","","","2014-03-01"]
["10057820","TG02ON002","TG02ON002    Onduleur  HVAC lignes 3-5-6","CH21/U610/____TG02","ELECTRICITE PH 90","90 NET 400 KVA","B 252 562","CHLORIDE","","B0127","PROD BUS  APPR OAPP QAPP","2005-12-15","CH20A54052","2012-03-22","M","B102","","PM-H1","CH21","","","2005-12-15"]
["10000302","TG04","ELECTRICITE Bâtiment  M   F&F","CH21/U610/____TG04","ELECTRICITE Bâtiment M    F&F","","","SOCIETE ELECTRIQUE DES FORCES","","M0101","PROD BUS  APPR OAPP QAPP","1997-10-01","CH20A54052","2010-09-10","M","B103","","PM-H1","CH21","","","2010-09-10"]
["10065923","TG04BC","Batterie compensation TR7","CH21/U610/____TG04","ELECTRICITE Bâtiment M    F&F","BLR-CA","N/A","MONTENA","","M0103","PROD APPR OAPP QAPP","2000-01-01","CH20A54052","2014-10-02","M","B103","","PM-H1","CH21","","","2000-01-01"]
["10044995","TG04ON001","TG04ON001    Onduleur Bâtiment M","CH21/U610/____TG04","ELECTRICITE Bâtiment M    F&F","CHLORIDE SÉRIE 90NET 300KVA","B232439","FIXIDE POWER SYSTEMS SARL","","M0111","PROD BUS  APPR OAPP QAPP","2009-09-26","CH20A54052","2011-03-08","M","B103","","PM-H1","CH21","","","2009-09-26"]
["10044997","TG04ON002","TG04ON002    Onduleur Bâtiment M","CH21/U610/____TG04","ELECTRICITE Bâtiment M    F&F","CHLORIDE SÉRIE 90NET 300KVA","B232440","FIXIDE POWER SYSTEMS SARL","","M0111","PROD BUS  APPR OAPP QAPP","2009-09-26","CH20A54052","2011-03-08","M","B103","","PM-H1","CH21","","","2009-09-26"]
["10061200","TG05","ELECTRICITE Bâtiment  \"F\" énergies","CH21/U610/____TG05","ELECTRICITE Bâtiment  \"F\" énergies","","","SOCIETE ELECTRIQUE DES FORCES","","F00","PROD APPR OAPP QAPP","2010-09-09","CH20A54052","2013-03-14","M","B107","","PM-H1","CH21","","","2010-09-09"]
["10061199","TG07","ELECTRICITE Bâtiment  (Audemars) \"L\"","CH21/U610/____TG07","ELECTRICITE Bâtiment  (Audemars) \"L\"","","","SOCIETE ELECTRIQUE DES FORCES","","L0007","PROD APPR OAPP QAPP","1990-01-01","CH20A54052","2013-03-14","M","B106","","PM-H1","CH21","","","1990-01-01"]
["10061099","TP","Transporteur peseur, Balance AMW22","CH21/S100","Logistic & Warehouse","AMW22","212111250-125001","*JUNGHEINRICH SARL","SMF_WAREHOUSE","K0104","PROD GMP  APPR OAPP QAPP","2012-12-01","CH20A53555","2013-03-06","M","B104","","PM-V2","CH21","","","2013-03-01"]
["10063229","TP","Chariot retourneur de cassettes","CH21/P304","Contrôle Visuel FDF","0005-21182-000","N/A","CONSTRUCTIONS INOXYDABLES SA","","B0034","PROD BUS  APPR OAPP QAPP","2013-10-01","CH20A54057","2013-10-14","M","B102","","PM-C4","CH21","","","2013-10-01"]
["10065625","TP","Plate-forme  mobile COMABI","CH21/S200","Technical services","GR20","GR06-5917","Génie industrie","","F0008","PROD EHS  APPR OAPP QAPP","2005-10-21","CH20A54052","2014-08-11","M","B107","","PM-H1","CH21","","","2013-06-01"]
["10065821","TP","Chariot électrique à timon ERC 216Z","CH21/S100","Logistic & Warehouse","ERC 216Z/ 51221582","90453406","JUNGHEINRICH SARL","","B0104","PROD EHS  APPR OAPP QAPP","2014-09-16","CH20A54052","2014-09-16","M","B102","","PM-C4","CH21","","","2014-09-16"]
["10066066","TP","Transporteur vertical   EKS 210Z","CH21/S100","Logistic & Warehouse","EKS210Z","FN479662","JUNGHEINRICH SARL","SMF_WAREHOUSE","CC0021","PROD EHS  APPR OAPP QAPP","2014-10-24","CH20A53555","2014-10-30","M","B203","","PM-C4","CH21","","","2014-10-24"]
["10070670","TP","Gerbeur,timon","CH21/S100","Logistic & Warehouse","EJC112","90499538","JUNGHEINRICH SARL","","K0104","PROD EHS  APPR OAPP QAPP","2016-09-13","CH20A53555","2016-10-07","M","B104","","PM-C4","CH21","","","2016-09-13"]
["10067430","TP","Transporteur : Clamshell Lift","CH21/P120/___HP548","Système: Mobius FlexReady   HP548","INOX 200","9567","HOVMAND","","B10128","PROD APPR OAPP QAPP","2014-05-01","CH20A54055","2015-03-17","M","B102","","PM-A","CH21","","","2015-03-09"]
["10072424","TP","Palan","CH21/P121","Zone  DSP1","N/A","N/A","GIS motorfahrwerk","","B1094","PROD EHS  APPR OAPP QAPP","2017-05-22","CH20A54055","2017-05-22","M","B102","","PM-A","CH21","","","2017-05-22"]
["10072425","TP","Palan","CH21/P118","Zone Production USP2","N/A","N/A","potence stahl","","B1031","PROD EHS  APPR OAPP QAPP","2017-05-22","CH20A54055","2017-05-22","M","B102","","PM-A","CH21","","","2017-05-22"]
["10072427","TP","Palan","CH21/P120","Zone  DSP3","N/A","N/A","greitzug/ tralift","","B10128","PROD EHS  APPR OAPP QAPP","2017-05-22","CH20A54055","2017-05-22","M","B102","","PM-A","CH21","","","2017-05-22"]
["10072282","TP","Transpalette manuel avec pesage","CH21/S100","Logistic & Warehouse","DFW06","14911712","Dini Argeo S.r.l","","S0138","PROD APPR OAPP QAPP","2017-04-11","CH20A53555","2017-05-01","M","B108","","PM-V2","CH21","","","2017-05-01"]
["10072283","TP","Chariot motorisé à timon","CH21/S100","Logistic & Warehouse","EJC112","90524684","VDMA.","","S0140","PROD APPR OAPP QAPP","2017-04-11","CH20A53555","2017-05-01","M","B108","","PM-C4","CH21","","","2017-05-01"]
["10072428","TP","Palan roulant","CH21/S200","Technical services","N/A","5816515","demag","","R0135","PROD EHS  APPR OAPP QAPP","2017-05-22","CH20A54052","2017-05-22","M","B110","","PM-A","CH21","","","2017-05-22"]
["10072430","TP","Palan chaîne   pull bull 2","CH21/S200","Technical services","PULL BULL 2","070228","pull bull 2","","B0170","PROD EHS  APPR OAPP QAPP","2017-05-22","CH20A54052","2017-05-22","M","B102","","PM-C5","CH21","","","2017-05-22"]
["10072431","TP","Palan chaîne  CHSZ-1R","CH21/S200","Technical services","ARWIN CHSZ-1R","N/A","arwin chsz-1r","","B0170","PROD EHS  APPR OAPP QAPP","2017-05-22","CH20A54052","2017-05-22","M","B102","","PM-C5","CH21","","","2017-05-22"]
["10072433","TP","Palan chaîne  C1F-691","CH21/S200","Technical services","N/A","C1F-691","handy block","","B0170","PROD EHS  APPR OAPP QAPP","2017-05-22","CH20A54052","2017-05-22","M","B102","","PM-C5","CH21","","","2017-05-22"]
["10072822","TP","Nacelle à propulsion manuelle","CH21/S200","Technical services","BRAVI SPINGO","P20171067","BRAVI  platforms","","S0140","PROD APPR OAPP QAPP","2017-04-04","CH20A54052","2017-08-16","M","B108","","PM-G","CH21","","","2017-04-04"]
["10072823","TP","Nacelle à propulsion manuelle","CH21/S200","Technical services","UP LIFL 5","UP5017128","LOCK HARD","","S0140","PROD APPR OAPP QAPP","2017-04-04","CH20A54052","2017-08-16","M","B108","","PM-G","CH21","","","2017-04-04"]
["10072824","TP","Nacelle pour travail en hauteur","CH21/S200","Technical services","MA3000","100268","SAFELIFT","","B1011","PROD APPR OAPP QAPP","2017-05-19","CH20A54052","2017-08-16","M","B102","","PM-G","CH21","","","2017-05-19"]
["10072826","TP","Nacelle pour travail en hauteur","CH21/S200","Technical services","MA3000","100255","SAFELIFT","","A0111","PROD APPR OAPP QAPP","2017-04-06","CH20A54052","2017-08-16","M","B101","","PM-G","CH21","","","2017-04-06"]
["10072827","TP","Nacelle pour travail en hauteur","CH21/S200","Technical services","MA3000","100256","SAFELIFT","","Z0112","PROD APPR OAPP QAPP","2017-04-06","CH20A54052","2017-08-16","M","B111","","PM-G","CH21","","","2017-04-06"]
["10072828","TP","Nacelle pour travail en hauteur","CH21/S200","Technical services","MA3000","100257","SAFELIFT","","R00","PROD APPR OAPP QAPP","2017-04-06","CH20A54052","2017-08-16","M","B110","","PM-G","CH21","","","2017-04-06"]
["10072829","TP","Nacelle pour travail en hauteur","CH21/S200","Technical services","MA3000","100258","SAFELIFT","","B0165","PROD APPR OAPP QAPP","2017-04-06","CH20A54052","2017-08-16","M","B102","","PM-G","CH21","","","2017-04-06"]
["10072831","TP","Nacelle pour travail en hauteur","CH21/S200","Technical services","MA3000","100263","SAFELIFT","","B0001","PROD APPR OAPP QAPP","2017-05-19","CH20A54052","2017-08-16","M","B102","","PM-G","CH21","","","2017-05-19"]
["10072832","TP","Nacelle pour travail en hauteur","CH21/S200","Technical services","MA3000","100264","SAFELIFT","","R00","PROD APPR OAPP QAPP","2017-05-19","CH20A54052","2017-08-16","M","B110","","PM-G","CH21","","","2017-05-19"]
["10072833","TP","Nacelle pour travail en hauteur","CH21/S200","Technical services","MA3000","100265","SAFELIFT","","B0169","PROD APPR OAPP QAPP","2017-05-19","CH20A54052","2017-08-16","M","B102","","PM-G","CH21","","","2017-05-19"]
["10072834","TP","Nacelle pour travail en hauteur","CH21/S200","Technical services","MA3000","100266","SAFELIFT","","A0118","PROD APPR OAPP QAPP","2017-05-19","CH20A54052","2017-08-16","M","B101","","PM-G","CH21","","","2017-05-19"]
["10003490","TP01","TRANSPALETTE STOCKLIN","CH21/S100","Logistic & Warehouse","312 ZN","357956","","","K0002","PROD APPR OAPP QAPP","1990-08-01","CH20A53555","2010-09-10","M","B104","","PM-C4","CH21","","","2010-09-10"]
["10002452","TP02","TRANSPALETTE STOCKLIN","CH21/S100","Logistic & Warehouse","312 ZN","508180 54345","","","K0002","PROD APPR OAPP QAPP","1989-01-01","CH20A53555","2010-09-10","M","B104","","PM-C4","CH21","","","2010-09-10"]
["10000091","TP07","TRANSPORTEUR DE CASSETTES","CH21/P302/____TP07","TRANSPORTEUR DE CASSETTES","","","BIO-PLAST-ENGINEERING SA","SMF_FDF_2","M0017","PROD GMP  BUS  APPR OAPP QAPP","1999-07-01","CH20A54057","2010-09-10","M","B103","","PM-D1","CH21","","","2010-09-10"]
["10000076","TP08","TRANSPORTEUR DE CASSETTES","CH21/P302/____TP08","TRANSPORTEUR DE CASSETTES","","","BIO-PLAST-ENGINEERING SA","SMF_FDF_2","M0012","PROD GMP  BUS  APPR OAPP QAPP","1999-07-01","CH20A54057","2010-09-10","M","B103","","PM-D1","CH21","","","2010-09-10"]
["10002954","TP09","TRANSTOCKEUR","CH21/S100","Logistic & Warehouse","LTW HE-1018/DTG/A","97/0265/0501","JUNGHEINRICH SARL","SMF_WAREHOUSE","K0104","PROD GMP  BUS  APPR OAPP QAPP","1998-04-01","CH20A53555","2010-09-10","M","B104","","PM-C4","CH21","","","2010-09-10"]
["10002357","TP10","Gerbeur, transpalette","CH21/S200","Technical services","QSG 199.171.96","","MAPO AG","","CA","PROD APPR OAPP QAPP","1985-01-01","CH20A54052","2010-09-10","M","B201","","PM-C5","CH21","","","2010-09-10"]
["10001956","TP12","Convoyeur à habits","CH21/P300","Pharmaceutical dry forms","N/A","N/A","ALRO ENGINEERING SA","","B0037","PROD GMP  APPR OAPP QAPP","2002-12-01","CH20A54057","2010-09-10","M","B102","","PM-D1","CH21","","","2010-09-10"]
["10004259","TP13","Transpalette peseur <1000 kg","CH21/P111","Zone  USP1 et USP4","TMW20-4C-GV <1000KG","63899.023701","*JUNGHEINRICH SARL","","B1042","PROD APPR OAPP QAPP","2002-11-27","CH20A54055","2010-09-10","M","B102","","PM-A","CH21","","","2010-10-05"]
["10002354","TP14","Transpalette","CH21/P110","Zone Prod Biotech s/sol USP3","TMW20-4C-GV","64751-024601","*JUNGHEINRICH SARL","","B10144","PROD GMP  APPR OAPP QAPP","2002-12-13","CH20A54052","2010-09-10","M","B102","","PM-A","CH21","","","2010-09-10"]
["10002352","TP15","Transpalette","CH21/P118","Zone Production USP2","SAVAR 4100","67502.031901","JUNGHEINRICH SARL","","B1075","PROD GMP  APPR OAPP QAPP","2003-07-01","CH20A54055","2010-09-10","M","B102","","PM-A","CH21","","","2010-09-10"]
["10002385","TP17","Transporteur peseur, Balance  ID3STX","CH21/P128","Zone  DSP2","ID3 STX","95089-073002","METTLER-TOLEDO (SCHWEIZ) AG","","B1031","PROD APPR OAPP QAPP","2007-09-20","CH20A54055","2010-09-10","M","B102","","PM-V2","CH21","","","2010-09-10"]
["10002384","TP19","Transporteur peseur, Balance  AMW22P","CH21/P151","Zone Production USP5 s/sol","AMW22P","41261.081914","*JUNGHEINRICH SARL","","B0148","PROD GMP  APPR OAPP QAPP","2008-07-10","CH20A54055","2010-09-10","M","B102","","PM-V2","CH21","","","2010-09-10"]
["10004118","TP21","Gerbeur Tridirectionnel","CH21/S100","Logistic & Warehouse","VRE150","6112176","TOYOTA AG","","CC0021","PROD APPR OAPP QAPP","2010-06-01","CH20A53555","2010-09-10","M","B203","","PM-C4","CH21","","","2010-09-10"]
["10045635","TP23","Transpalette peseur","CH21/P170","Zone Production de Milieu s/sol","LHM200SC","21102368-111001","TOYOTA","","B0142","PROD GMP  APPR OAPP QAPP","2011-05-02","CH20A54055","2011-05-25","M","B102","","PM-A","CH21","","","2011-06-06"]
["10060071","TP24","Systéme chargement / déchargement","CH21/P306/____LY14","Lyophilisateur LYOVAC  LY14","ALUS","1551-1","GEA LYOPHIL GMBH","","B0024","PROD GMP  BUS  APPR OAPP QAPP","2012-09-28","CH20A54057","2012-12-21","M","B102","","PM-D1","CH21","","","2014-03-01"]
["10060072","TP25","Systéme chargement / déchargement","CH21/P306/____LY15","Lyophilisateur LYOVAC  LY15","ALUS","1551-2","GEA LYOPHIL GMBH","","B0024","PROD GMP  BUS  APPR OAPP QAPP","2012-09-28","CH20A54057","2012-12-21","M","B102","","PM-D1","CH21","","","2014-03-01"]
["10062135","TP27","TP27     Systéme transfert cassettes","CH21/P306/____TP27","Systéme transfert des cassettes robotisé","F03","F03","Staubli Robotique France","","B0024","PROD GMP  EHS  BUS  APPR OAPP QAPP","2014-04-15","CH20A54057","2013-06-25","M","B102","","PM-D1","CH21","","","2015-08-17"]
["10062546","TP28","Convoyeur à roulets","CH21/S400","Quality Control","EURO-S","N/A","Flueck Fordertechnik AG","","K0012-14","PROD BUS  APPR OAPP QAPP","2013-08-28","CH20A55050","2013-08-28","M","B104","","PM-A","CH21","","","2013-08-28"]
["10068508","TP29","TP29   Chargeur,  Buffer & Loader","CH21/P400","Packaging","FS703","F7150009","FARCON SRL","","S0024","PROD GMP  BUS  APPR OAPP QAPP","2014-12-22","CH20A54056","2015-09-24","M","B108","","PM-C4","CH21","","","2016-11-04"]
["10069137","TP30","TP30: Chariot transport automatisé AGV1","CH21/S100","Logistic & Warehouse","GL8.1","2F1178/2016","BA SYSTEMES","","S0110","PROD GMP  EHS  BUS  APPR OAPP QAPP","2015-08-06","CH20A53555","2016-01-18","M","B108","","PM-C4","CH21","","","2016-11-07"]
["10069135","TP33","TP33:  TRANSTOCKEUR automatique MGH3","CH21/S100","Logistic & Warehouse","EXYZ","1943924-5","SSI Schäfer AG","","S0116","PROD GMP  EHS  BUS  APPR OAPP QAPP","2015-08-06","CH20A53555","2016-01-18","M","B108","","PM-C4","CH21","","","2016-11-07"]
["10069136","TP34","TP34:  TRANSTOCKEUR automatique MGH4","CH21/S100","Logistic & Warehouse","EXYZ","1943924-6","SSI Schäfer AG","","S0117","PROD GMP  EHS  BUS  APPR OAPP QAPP","2015-08-06","CH20A53555","2016-01-18","M","B108","","PM-C4","CH21","","","2016-11-07"]
["10070119","TP36","TP36     Systéme transfert  pour ATEC","CH21/P302","Pharmaceutical - ligne 2","","J01660-21","Atec Pharmatechnik GMBH","","B00171","CON  GMP  BUS  NAPP","2016-08-30","CH20A54057","2016-05-23","M","B102","","PM-D1","CH21","","","2019-05-31"]
["10070628","TP37","TP37:   Transpalette peseur","CH21/P111","Zone  USP1 et USP4","BTA439-RS1500","21610278-163701","METTLER-TOLEDO (SCHWEIZ) AG","","B1042","PROD GMP  APPR OAPP QAPP","2016-09-01","CH20A54055","2016-09-26","M","B102","","PM-A","CH21","","","2016-09-26"]
["10072074","TP38","TP38: Potence murale 5,5m  Grue 800kg","CH21/S200","Technical services","GRUE M10-5,5 / PALAN SICH6BF","GRUE 160514085/PALAN620743H03","STEPHAN SA","EL4582","S3000","PROD EHS  APPR OAPP QAPP","2016-05-01","CH20A54052","2017-03-14","M","B108","","PM-C4","CH21","","","2016-08-31"]
["10075265","TP39","TP39:   Transpalette peseur","CH21/P111","Zone  USP1 et USP4","BTA439-RS1500","21715150-175001","METTLER-TOLEDO (SCHWEIZ) AG","","B1058","PROD GMP  APPR OAPP QAPP","2017-12-01","CH20A54055","2018-02-08","M","B102","","PM-A","CH21","","","2018-02-01"]
["10075720","TP41","TP41:   Palan électrique","CH21/P111","Zone  USP1 et USP4","1716","1716-02","Dixi Processing","","B1042","PROD EHS  APPR OAPP QAPP","2018-01-31","CH20A54055","2018-03-01","M","B102","","PM-A","CH21","","","2018-02-01"]
["10075721","TP42","TP42:   Palan électrique","CH21/P111","Zone  USP1 et USP4","1716","1716-03","Dixi Processing","","B1075","PROD GMP  APPR OAPP QAPP","2018-01-31","CH20A54055","2018-03-01","M","B102","","PM-A","CH21","","","2018-02-01"]
["10079244","TP43","TP43 Système déchargement auto. Lyo 1&2","","","","","","","","CON  GMP  EHS  BUS  NAPP",null,"","2018-08-27","M","","","","CH21","","","2018-08-01"]
["10079245","TP44","TP44: Système déchargement auto. Lyo 1&2","","","","","","","","CON  GMP  EHS  BUS  NAPP",null,"","2018-08-27","M","","","","CH21","","","2018-08-01"]
["10079316","TP46","Transpalette peseur ( TP46 )","CH21/P118","Zone Production USP2","BTA","21808929.183301","METTLER-TOLEDO (SCHWEIZ) AG","","B1075","PROD GMP  BUS  APPR OAPP QAPP","2018-07-13","CH20A54055","2018-08-29","M","B102","","PM-V2","CH21","","","2018-08-17"]
["10079993","TP47","TP47 Palan électrique","CH21/S200","Technical services","VR2 258 B2F","","VERLINDE","","T0001","CON  NAPP QREJ OAPP",null,"CH20A54052","2018-10-19","M","B114","","PM-C5","CH21","","","2018-10-15"]
["10080244","TP49","TP49 Palan","CH21/S200","Technical services","SLH","ISO879","Comlift","","T0001","PROD APPR OAPP QAPP",null,"CH20A54052","2018-10-31","M","B114","","PM-C5","CH21","","","2018-02-01"]
["10080245","TP50","TP50 Palan","CH21/S200","Technical services","SLH","ISO880","Comlift","","T0001","PROD APPR OAPP QAPP",null,"CH20A54052","2018-10-31","M","B114","","PM-C5","CH21","","","2018-02-01"]
["10080246","TP51","TP51 Palan","CH21/S200","Technical services","SLH","","Comlift","","T0001","PROD APPR OAPP QAPP",null,"CH20A54052","2018-10-31","M","B114","","PM-C5","CH21","","","2018-02-01"]
["10080966","TP52","TP52:Transpalette peseur","CH21/P110","Zone Prod Biotech s/sol USP3","BTA439S","218143353.185001","METTLER-TOLEDO (SCHWEIZ) AG","BTA439-RS1500","B0144","PROD GMP  BUS  APPR OAPP QAPP","2018-12-20","CH20A54055","2019-01-14","M","B102","","PM-V2","CH21","","","2018-01-28"]
["10081010","TP54","TP54 Convoyeur","","","1260 CONV 15/10","","ERMAFLUX","","K0032","CON  GMP  BUS  NAPP",null,"CH20A55050","2019-01-16","M","B104","","PM-C4","CH21","",""]
["10081012","TP55","TP55 Convoyeur","","","1265 CONV 15/10","","ERMAFLUX","","K0031","CON  NAPP",null,"CH20A55050","2019-01-16","M","B104","","PM-C4","CH21","",""]
["10081020","TP56","TP56 Convoyeur","","","1260 CONV 15/10","","ERMAFLUX","","K0030","CON  GMP  BUS  NAPP",null,"CH20A55050","2019-01-16","M","B104","","PM-C4","CH21","",""]
["10081023","TP57","TP57 Convoyeur","","","1265 CONV LIFT 15/10","","ERMAFLUX","","K0034","CON  GMP  BUS  NAPP",null,"CH20A55050","2019-01-16","M","B104","","PM-C4","CH21","",""]
["10058266","TR","Transformateur HT 1000KVA \"M\" Réserve 2","CH21/U610","Heavy current","1000KVA 13-20KV","HST 30405-3-1","ABB 1217 Meyrin","","M0102","PROD APPR OAPP QAPP","1995-01-01","CH20A54052","2012-05-07","M","B103","","PM-H1","CH21","","","2012-05-07"]
["10058268","TR01","Transformateur HT 1000KVA PH80","CH21/U610/____TG01/TR1","Transfo 1000 KW  bât. PH80","1000KVA 13-20KV","HST 30259-1-1","ABB 1217 Meyrin","","A0113","PROD BUS  APPR OAPP QAPP","1994-01-01","CH20A54052","2012-05-07","M","B101","","PM-H1","CH21","","","1994-01-01"]
["10058270","TR03","Transformateur HT 1000KVA PH90","CH21/U610/____TG02/TR3","Transfo 1000 KW  bât. PH90","1000KVA 13-20KV","318449","ABB 1217 Meyrin","","B0172","PROD BUS  APPR OAPP QAPP","2002-01-01","CH20A54052","2012-05-07","M","B102","","PM-H1","CH21","","","2002-01-01"]
["10058271","TR04","Transformateur HT 1000KVA PH90","CH21/U610/____TG02/TR4","Transfo 1000 KW  bât. PH90","1000KVA 13-20KV","318450","ABB 1217 Meyrin","","B0172","PROD BUS  APPR OAPP QAPP","2002-01-01","CH20A54052","2012-05-07","M","B102","","PM-H1","CH21","","","2002-01-01"]
["10058272","TR05","Transformateur HT 1000KVA PH90","CH21/U610/____TG02/TR5","Transfo 1000 KW  bât. PH90","1000KVA 13-20KV","318448","ABB 1217 Meyrin","","B0172","PROD BUS  APPR OAPP QAPP","2002-01-01","CH20A54052","2012-05-07","M","B102","","PM-H1","CH21","","","2002-01-01"]
["10058273","TR06","Transformateur HT 1000KVA \"M\"","CH21/U610/____TG04/TR6","Transfo 1000 KW  bât.  F&F","1000KVA 13-20KV","HST 60337 A2","ABB 1217 Meyrin","","M0102","PROD BUS  APPR OAPP QAPP","1998-01-01","CH20A54052","2012-05-07","M","B103","","PM-H1","CH21","","","1998-01-01"]
["10058267","TR08","Transformateur HT 1000KVA \"F\"","CH21/U610/____TG05/TR8","Transfo 1000 KW  bât.  F","1000KVA 13-20KV","ILPL 389814","ABB 1217 Meyrin","","F0000","PROD BUS  APPR OAPP QAPP","2007-01-01","CH20A54052","2012-05-07","M","B107","","PM-H1","CH21","","","2007-01-01"]
["10045757","TT","Thermomètre digitalux","CH21/S200","Technical services","RT900","N/A","FISHER SCIENTIFIC SA","","A0146","PROD GMP  APPR OAPP QAPP","2011-06-01","CH20A54052","2011-06-16","M","B101","","PM-V2","CH21","","","2011-06-16"]
["10045760","TT","Thermomètre digitalux","CH21/S200","Technical services","RT900","N/A","FISHER SCIENTIFIC SA","","B10128","PROD GMP  APPR OAPP QAPP","2011-06-01","CH20A54052","2011-06-16","M","B102","","PM-V2","CH21","","","2011-06-16"]
["10058838","TT","Thermomètre Testo","CH21/P306","Pharmaceutical - ligne 6","735-2 TYPE K/PT100","02334612","TESTO NV/SA","","B0058","PROD GMP  APPR OAPP QAPP","2012-05-31","CH20A54057","2012-06-18","M","B102","","PM-D1","CH21","","","2013-01-01"]
["10059762","TT","Thermomètre digital 735-2","CH21/P305","Pharmaceutical - ligne 5","735-2","02402095","TESTO AG/2","","B0058","PROD GMP  BUS  APPR OAPP QAPP","2012-10-26","CH20A54057","2012-10-26","M","B102","","PM-D1","CH21","","","2012-10-31"]
["10059763","TT","Thermomètre digital 735-2","CH21/P305","Pharmaceutical - ligne 5","735-2","02402097","TESTO AG/2","","B0058","PROD GMP  BUS  APPR OAPP QAPP","2011-12-31","CH20A54057","2012-10-26","M","B102","","PM-D1","CH21","","","2012-10-23"]
["10060055","TT","Thermomètre avec thermocouple K","CH21/S400","Quality Control","HI935005","08381383","HANNA Instruments Inc.","","A1066","PROD GMP  APPR OAPP QAPP","2012-09-27","CH20A55050","2012-12-18","M","B101","","PM-V2","CH21","","","2012-12-14"]
["10061872","TT","Thermomètre digital","CH21/S200","Technical services","620-0904","B133257","FISHER SCIENTIFIC AG / AVANTEC","","A0146","PROD GMP  APPR OAPP QAPP","2013-05-22","CH20A54052","2013-05-22","M","B101","","PM-V2","CH21","","","2013-05-30"]
["10061873","TT","Thermomètre digital","CH21/S400","Quality Control","620-0904","B133255","FISHER SCIENTIFIC AG / AVANTEC","","A1066","PROD GMP  APPR OAPP QAPP","2013-05-22","CH20A55050","2013-05-23","M","B101","","PM-V2","CH21","","","2013-05-30"]
["10061874","TT","Thermomètre digital","CH21/S200","Technical services","620-0904","B133263","FISHER SCIENTIFIC AG / AVANTEC","","A0146","PROD GMP  APPR OAPP QAPP","2013-05-22","CH20A54052","2013-05-23","M","B101","","PM-V2","CH21","","","2013-05-30"]
["10061876","TT","Thermomètre digital","CH21/S200","Technical services","620-0904","B133304","FISHER SCIENTIFIC AG / AVANTEC","","A0146","PROD GMP  APPR OAPP QAPP","2013-05-22","CH20A54052","2013-05-23","M","B101","","PM-V2","CH21","","","2013-05-30"]
["10061877","TT","Thermomètre digital","CH21/S400","Quality Control","620-0904","B133303","FISHER SCIENTIFIC AG / AVANTEC","","A1066","PROD GMP  APPR OAPP QAPP","2013-05-22","CH20A55050","2013-05-23","M","B101","","PM-V2","CH21","","","2013-05-30"]
["10061878","TT","Thermomètre digital","CH21/S200","Technical services","620-0904","B133305","FISHER SCIENTIFIC AG / AVANTEC","","B10149","PROD GMP  APPR OAPP QAPP","2013-05-22","CH20A54052","2013-05-23","M","B102","","PM-V2","CH21","","","2013-05-30"]
["10061879","TT","Thermomètre digital","CH21/S200","Technical services","620-0904","B133311","FISHER SCIENTIFIC AG / AVANTEC","","A0146","PROD GMP  APPR OAPP QAPP","2013-05-22","CH20A54052","2013-05-23","M","B101","","PM-V2","CH21","","","2013-05-30"]
["10061881","TT","Thermomètre digital","CH21/S200","Technical services","620-0904","B133330","FISHER SCIENTIFIC AG / AVANTEC","","A0146","PROD GMP  APPR OAPP QAPP","2013-05-22","CH20A54052","2013-05-23","M","B101","","PM-V2","CH21","","","2013-05-30"]
["10065146","TT","Thermomètre  de contact","CH21/S200","Technical services","A1-SD1","026.0313.0307.6.2.1.12","LUFFT GmbH","","A0146","PROD GMP  APPR OAPP QAPP","2014-04-22","CH20A54052","2014-04-22","M","B101","","PM-V2","CH21","","","2014-05-01"]
["10067382","TT","Thermologger","CH21/S200","Technical services","GDPF","7317","LIVES INTERNATIONAL","","A0146","PROD GMP  APPR OAPP QAPP","2015-03-10","CH20A54052","2015-03-04","M","B101","","PM-V6","CH21","","","2015-04-15"]
["10067383","TT","Thermologger","CH21/S200","Technical services","GDPF","7318","LIVES INTERNATIONAL","","A0146","PROD GMP  APPR OAPP QAPP","2015-03-10","CH20A54052","2015-03-04","M","B101","","PM-V6","CH21","","","2015-04-15"]
["10067385","TT","Thermologger","CH21/S200","Technical services","GDPF","7324","LIVES INTERNATIONAL","","A0146","PROD GMP  APPR OAPP QAPP","2015-03-10","CH20A54052","2015-03-04","M","B101","","PM-V6","CH21","","","2015-04-15"]
["10067386","TT","Thermologger","CH21/S200","Technical services","GDPF","7326","LIVES INTERNATIONAL","","A0146","PROD GMP  APPR OAPP QAPP","2015-03-10","CH20A54052","2015-03-04","M","B101","","PM-V6","CH21","","","2015-04-15"]
["10067388","TT","Thermologger","CH21/S200","Technical services","GDPF","7328","LIVES INTERNATIONAL","","A0146","PROD GMP  APPR OAPP QAPP","2015-03-10","CH20A54052","2015-03-04","M","B101","","PM-V6","CH21","","","2015-04-15"]
["10067389","TT","Thermologger","CH21/S200","Technical services","GDPF","7329","LIVES INTERNATIONAL","","A0146","PROD GMP  APPR OAPP QAPP","2015-03-10","CH20A54052","2015-03-04","M","B101","","PM-V6","CH21","","","2015-04-15"]
["10067390","TT","Thermologger","CH21/S200","Technical services","GMPF","7400","LIVES INTERNATIONAL","","A0146","PROD GMP  APPR OAPP QAPP","2015-03-10","CH20A54052","2015-03-04","M","B101","","PM-V6","CH21","","","2015-04-15"]
["10067391","TT","Thermologger","CH21/S200","Technical services","GMPF","7451","LIVES INTERNATIONAL","","A0146","PROD GMP  APPR OAPP QAPP","2015-03-10","CH20A54052","2015-03-04","M","B101","","PM-V6","CH21","","","2015-04-15"]
["10067393","TT","Thermologger","CH21/S200","Technical services","GMPF","7438","LIVES INTERNATIONAL","","A0146","PROD GMP  APPR OAPP QAPP","2015-03-10","CH20A54052","2015-03-04","M","B101","","PM-V6","CH21","","","2015-04-15"]
["10067394","TT","Thermologger","CH21/S200","Technical services","GMPF","7439","LIVES INTERNATIONAL","","A0146","PROD GMP  APPR OAPP QAPP","2015-03-10","CH20A54052","2015-03-04","M","B101","","PM-V6","CH21","","","2015-04-15"]
["10067395","TT","Thermologger","CH21/S200","Technical services","GMPF","7440","LIVES INTERNATIONAL","","A0146","PROD GMP  APPR OAPP QAPP","2015-03-10","CH20A54052","2015-03-04","M","B101","","PM-V6","CH21","","","2015-04-15"]
["10067396","TT","Thermologger","CH21/S200","Technical services","GMPF","7441","LIVES INTERNATIONAL","","A0146","PROD GMP  APPR OAPP QAPP","2015-03-10","CH20A54052","2015-03-04","M","B101","","PM-V6","CH21","","","2015-04-15"]
["10067398","TT","Thermologger","CH21/S200","Technical services","GMPF","7443","LIVES INTERNATIONAL","","A0146","PROD GMP  APPR OAPP QAPP","2015-03-10","CH20A54052","2015-03-04","M","B101","","PM-V6","CH21","","","2015-04-15"]
["10067399","TT","Thermologger","CH21/S200","Technical services","GMPF","7444","LIVES INTERNATIONAL","","A0146","PROD GMP  APPR OAPP QAPP","2015-03-10","CH20A54052","2015-03-04","M","B101","","PM-V6","CH21","","","2015-04-15"]
["10067401","TT","Thermologger","CH21/S200","Technical services","GMPF","7446","LIVES INTERNATIONAL","","A0146","PROD GMP  APPR OAPP QAPP","2015-03-10","CH20A54052","2015-03-04","M","B101","","PM-V6","CH21","","","2015-04-15"]
["10067402","TT","Thermologger","CH21/S200","Technical services","GMPF","7447","LIVES INTERNATIONAL","","A0146","PROD GMP  APPR OAPP QAPP","2015-03-10","CH20A54052","2015-03-04","M","B101","","PM-V6","CH21","","","2015-04-15"]
["10067403","TT","Thermologger","CH21/S200","Technical services","GMPF","7448","LIVES INTERNATIONAL","","A0146","PROD GMP  APPR OAPP QAPP","2015-03-10","CH20A54052","2015-03-04","M","B101","","PM-V6","CH21","","","2015-04-15"]
["10067404","TT","Thermologger","CH21/S200","Technical services","GMPF","7449","LIVES INTERNATIONAL","","A0146","PROD GMP  APPR OAPP QAPP","2015-03-10","CH20A54052","2015-03-04","M","B101","","PM-V6","CH21","","","2015-04-15"]
["10067725","TT","Thermomètre","CH21/S200","Technical services","1524","3105114","FLUKE (SWITZERLAND) GMBH","","A0146","PROD GMP  APPR OAPP QAPP","2015-05-28","CH20A54052","2015-06-01","M","B101","","PM-V1","CH21","","","2015-07-01"]
["10067726","TT","Thermomètre","CH21/S200","Technical services","1524","3105115","FLUKE (SWITZERLAND) GMBH","","A0146","PROD GMP  APPR OAPP QAPP","2015-05-28","CH20A54052","2015-06-01","M","B101","","PM-V1","CH21","","","2015-07-01"]
["10067727","TT","Thermomètre","CH21/S200","Technical services","1524","3105116","FLUKE (SWITZERLAND) GMBH","","A0146","PROD GMP  APPR OAPP QAPP","2015-05-28","CH20A54052","2015-06-01","M","B101","","PM-V1","CH21","","","2015-07-01"]
["10067728","TT","Thermomètre","CH21/S200","Technical services","1524","3105119","FLUKE (SWITZERLAND) GMBH","","A0146","PROD GMP  APPR OAPP QAPP","2015-05-28","CH20A54052","2015-06-01","M","B101","","PM-V1","CH21","","","2015-07-01"]
["10067860","TT","Température logger","CH21/S200","Technical services","DST NAONO-T","N-2113","STAR ODDI","","A0146","PROD GMP  APPR OAPP QAPP","2015-06-01","CH20A54052","2015-06-04","M","B101","","PM-V1","CH21","","","2015-07-01"]
["10067861","TT","Température logger","CH21/S200","Technical services","DST NAONO-T","N-2130","STAR ODDI","","A0146","PROD GMP  APPR OAPP QAPP","2015-06-01","CH20A54052","2015-06-04","M","B101","","PM-V1","CH21","","","2015-07-01"]
["10067863","TT","Température logger","CH21/S200","Technical services","DST NAONO-T","N-2132","STAR ODDI","","A0146","PROD GMP  APPR OAPP QAPP","2015-06-01","CH20A54052","2015-06-04","M","B101","","PM-V1","CH21","","","2015-07-01"]
["10067867","TT","Sonde  température","CH21/P151","Zone Production USP5 s/sol","800704","51006675","ELPRO BUCHS AG","","B0148","PROD APPR OAPP QAPP","2015-06-08","CH20A54055","2015-06-08","M","B102","","PM-F","CH21","","","2015-06-08"]
["10070688","TT","Sonde  température PT100","CH21/P150","Zone  IPC Biotechnologie","PT100 800704","12085","LIBERO","","A1020","PROD APPR OAPP QAPP","2015-03-01","CH20A54055","2016-10-18","M","B101","","PM-V2","CH21","","","2016-10-30"]
["10070689","TT","Sonde  température PT100","CH21/P150","Zone  IPC Biotechnologie","PT100 800704","11579","LIBERO","","A1020","PROD APPR OAPP QAPP","2015-03-01","CH20A54055","2016-10-18","M","B101","","PM-V2","CH21","","","2016-10-30"]
["10070851","TT","Thermologger","CH21/S200","Technical services","GMPF","8968","LIVES INTERNATIONAL","","A0146","PROD GMP  APPR OAPP QAPP","2016-11-15","CH20A54052","2016-11-16","M","B101","","PM-V6","CH21","","","2016-12-15"]
["10070852","TT","Thermologger","CH21/S200","Technical services","GMPF","8969","LIVES INTERNATIONAL","","A0146","PROD GMP  APPR OAPP QAPP","2016-11-15","CH20A54052","2016-11-16","M","B101","","PM-V6","CH21","","","2016-12-15"]
["10070853","TT","Thermologger","CH21/S200","Technical services","GMPF","8970","LIVES INTERNATIONAL","","A0146","PROD GMP  APPR OAPP QAPP","2016-11-15","CH20A54052","2016-11-16","M","B101","","PM-V6","CH21","","","2016-12-15"]
["10070854","TT","Thermologger","CH21/S200","Technical services","GMPF","8971","LIVES INTERNATIONAL","","A0146","PROD GMP  APPR OAPP QAPP","2016-11-15","CH20A54052","2016-11-16","M","B101","","PM-V6","CH21","","","2016-12-15"]
["10070856","TT","Thermologger","CH21/S200","Technical services","GMPF","8974","LIVES INTERNATIONAL","","A0146","PROD GMP  APPR OAPP QAPP","2016-11-15","CH20A54052","2016-11-16","M","B101","","PM-V6","CH21","","","2016-12-15"]
["10070857","TT","Thermologger","CH21/S200","Technical services","GMPF","8975","LIVES INTERNATIONAL","","A0146","PROD GMP  APPR OAPP QAPP","2016-11-15","CH20A54052","2016-11-16","M","B101","","PM-V6","CH21","","","2016-12-15"]
["10070859","TT","Thermologger","CH21/S200","Technical services","GMPF","8977","LIVES INTERNATIONAL","","A0146","PROD GMP  APPR OAPP QAPP","2016-11-15","CH20A54052","2016-11-16","M","B101","","PM-V6","CH21","","","2016-12-15"]
["10070860","TT","Thermologger","CH21/S200","Technical services","GMPF","8978","LIVES INTERNATIONAL","","A0146","PROD GMP  APPR OAPP QAPP","2016-11-15","CH20A54052","2016-11-16","M","B101","","PM-V6","CH21","","","2016-12-15"]
["10070861","TT","Thermologger","CH21/S200","Technical services","GMPF","8979","LIVES INTERNATIONAL","","A0146","PROD GMP  APPR OAPP QAPP","2016-11-15","CH20A54052","2016-11-16","M","B101","","PM-V6","CH21","","","2016-12-15"]
["10070862","TT","Thermologger","CH21/S200","Technical services","GMPF","8980","LIVES INTERNATIONAL","","A0146","PROD GMP  APPR OAPP QAPP","2016-11-15","CH20A54052","2016-11-16","M","B101","","PM-V6","CH21","","","2016-12-15"]
["10070864","TT","Thermologger","CH21/S200","Technical services","GMPF","8982","LIVES INTERNATIONAL","","A0146","PROD GMP  APPR OAPP QAPP","2016-11-15","CH20A54052","2016-11-16","M","B101","","PM-V6","CH21","","","2016-12-15"]
["10070865","TT","Thermologger","CH21/S200","Technical services","GMPF","8983","LIVES INTERNATIONAL","","A0146","PROD GMP  APPR OAPP QAPP","2016-11-15","CH20A54052","2016-11-16","M","B101","","PM-V6","CH21","","","2016-12-15"]
["10070866","TT","Thermologger","CH21/S200","Technical services","GMPF","8984","LIVES INTERNATIONAL","","A0146","PROD GMP  APPR OAPP QAPP","2016-11-15","CH20A54052","2016-11-16","M","B101","","PM-V6","CH21","","","2016-12-15"]
["10070867","TT","Thermologger","CH21/S200","Technical services","GMPF","8985","LIVES INTERNATIONAL","","A0146","PROD GMP  APPR OAPP QAPP","2016-11-15","CH20A54052","2016-11-16","M","B101","","PM-V6","CH21","","","2016-12-15"]
["10070869","TT","Thermologger","CH21/S200","Technical services","GMPF","8987","LIVES INTERNATIONAL","","A0146","PROD GMP  APPR OAPP QAPP","2016-11-15","CH20A54052","2016-11-16","M","B101","","PM-V6","CH21","","","2016-12-15"]
["10070870","TT","Thermologger","CH21/S200","Technical services","GMPF","8988","LIVES INTERNATIONAL","","A0146","PROD GMP  APPR OAPP QAPP","2016-11-15","CH20A54052","2016-11-16","M","B101","","PM-V6","CH21","","","2016-12-15"]
["10070872","TT","Thermologger","CH21/S200","Technical services","GMPF","8990","LIVES INTERNATIONAL","","A0146","PROD GMP  APPR OAPP QAPP","2016-11-15","CH20A54052","2016-11-16","M","B101","","PM-V6","CH21","","","2016-12-15"]
["10070873","TT","Thermologger","CH21/S200","Technical services","GMPF","8991","LIVES INTERNATIONAL","","A0146","PROD GMP  APPR OAPP QAPP","2016-11-15","CH20A54052","2016-11-16","M","B101","","PM-V6","CH21","","","2016-12-15"]
["10070874","TT","Thermologger","CH21/S200","Technical services","GMPF","8992","LIVES INTERNATIONAL","","A0146","PROD GMP  APPR OAPP QAPP","2016-11-15","CH20A54052","2016-11-16","M","B101","","PM-V6","CH21","","","2016-12-15"]
["10070875","TT","Thermologger","CH21/S200","Technical services","GMPF","8993","LIVES INTERNATIONAL","","A0146","PROD GMP  APPR OAPP QAPP","2016-11-15","CH20A54052","2016-11-16","M","B101","","PM-V6","CH21","","","2016-12-15"]
["10070877","TT","Thermologger","CH21/S200","Technical services","GMPF","8995","LIVES INTERNATIONAL","","A0146","PROD GMP  APPR OAPP QAPP","2016-11-15","CH20A54052","2016-11-16","M","B101","","PM-V6","CH21","","","2016-12-15"]
["10070878","TT","Thermologger","CH21/S200","Technical services","GMPF","8996","LIVES INTERNATIONAL","","A0146","PROD GMP  APPR OAPP QAPP","2016-11-15","CH20A54052","2016-11-16","M","B101","","PM-V6","CH21","","","2016-12-15"]
["10070879","TT","Thermologger","CH21/S200","Technical services","GMPF","8997","LIVES INTERNATIONAL","","A0146","PROD GMP  APPR OAPP QAPP","2016-11-15","CH20A54052","2016-11-16","M","B101","","PM-V6","CH21","","","2016-12-15"]
["10070880","TT","Thermologger","CH21/S200","Technical services","GMPF","8998","LIVES INTERNATIONAL","","A0146","PROD GMP  APPR OAPP QAPP","2016-11-15","CH20A54052","2016-11-16","M","B101","","PM-V6","CH21","","","2016-12-15"]
["10070882","TT","Thermologger","CH21/S200","Technical services","GMPF","9000","LIVES INTERNATIONAL","","A0146","PROD GMP  APPR OAPP QAPP","2016-11-15","CH20A54052","2016-11-16","M","B101","","PM-V6","CH21","","","2016-12-15"]
["10070883","TT","Thermologger","CH21/S200","Technical services","GMPF","9001","LIVES INTERNATIONAL","","A0146","PROD GMP  APPR OAPP QAPP","2016-11-15","CH20A54052","2016-11-16","M","B101","","PM-V6","CH21","","","2016-12-15"]
["10070884","TT","Thermologger","CH21/S200","Technical services","GMPF","9002","LIVES INTERNATIONAL","","A0146","PROD GMP  APPR OAPP QAPP","2016-11-15","CH20A54052","2016-11-16","M","B101","","PM-V6","CH21","","","2016-12-15"]
["10070885","TT","Thermologger","CH21/S200","Technical services","GMPF","9003","LIVES INTERNATIONAL","","A0146","PROD GMP  APPR OAPP QAPP","2016-11-15","CH20A54052","2016-11-16","M","B101","","PM-V6","CH21","","","2016-12-15"]
["10070887","TT","Thermologger","CH21/S200","Technical services","GMPF","9005","LIVES INTERNATIONAL","","A0146","PROD GMP  APPR OAPP QAPP","2016-11-15","CH20A54052","2016-11-16","M","B101","","PM-V6","CH21","","","2016-12-15"]
["10070888","TT","Thermologger","CH21/S200","Technical services","GMPF","9006","LIVES INTERNATIONAL","","A0146","PROD GMP  APPR OAPP QAPP","2016-11-15","CH20A54052","2016-11-16","M","B101","","PM-V6","CH21","","","2016-12-15"]
["10070890","TT","Thermologger","CH21/S200","Technical services","GMPF","9008","LIVES INTERNATIONAL","","A0146","PROD GMP  APPR OAPP QAPP","2016-11-15","CH20A54052","2016-11-16","M","B101","","PM-V6","CH21","","","2016-12-15"]
["10071108","TT","Thermomètre digital","CH21/S200","Technical services","620-0904","G165708","FISHER SCIENTIFIC AG / AVANTEC","","A0146","PROD GMP  APPR OAPP QAPP","2016-11-15","CH20A54052","2016-12-02","M","B101","","PM-V2","CH21","","","2016-12-15"]
["10071109","TT","Thermomètre digital","CH21/S200","Technical services","620-0904","B133317","FISHER SCIENTIFIC AG / AVANTEC","","A0146","PROD GMP  APPR OAPP QAPP","2016-11-15","CH20A54052","2016-12-02","M","B101","","PM-V2","CH21","","","2016-12-15"]
["10071110","TT","Thermomètre digital","CH21/S200","Technical services","620-0904","G165707","FISHER SCIENTIFIC AG / AVANTEC","","A0146","PROD GMP  APPR OAPP QAPP","2016-11-15","CH20A54052","2016-12-02","M","B101","","PM-V2","CH21","","","2016-12-15"]
["10071112","TT","Thermomètre digital","CH21/S200","Technical services","620-0904","G165703","FISHER SCIENTIFIC AG / AVANTEC","","A0146","PROD GMP  APPR OAPP QAPP","2016-11-15","CH20A54052","2016-12-02","M","B101","","PM-V2","CH21","","","2016-12-15"]
["10071113","TT","Thermomètre digital","CH21/S200","Technical services","620-0904","G165705","FISHER SCIENTIFIC AG / AVANTEC","","A0146","PROD GMP  APPR OAPP QAPP","2016-11-15","CH20A54052","2016-12-02","M","B101","","PM-V2","CH21","","","2016-12-15"]
["10071175","TT","Thermomètre","CH21/S200","Technical services","VKIT-1531","1531-0180","V:Kit Ltd","","A0146","STO  GMP  APPR OAPP QAPP","2016-11-30","CH20A54052","2016-12-08","M","B101","","PM-V1","CH21","","","2016-12-31"]
["10081844","TT","Sonde  température chaud PT 100","CH21/P170","Zone Production de Milieu s/sol","PT100","VA18-00800-10-0002","Roth &CO AG","","B01107","PROD GMP  BUS  APPR OAPP QAPP","2019-03-18","CH20A54055","2019-03-22","M","B102","","PM-V2","CH21","","","2019-03-18"]
["10082066","TT","Sonde  température congélateur","CH21/U650/____XX54","Monitoring enceintes climatiques","W040","VA18-00800-10-0006","Roth &CO AG","","B0164","PROD GMP  BUS  APPR OAPP QAPP","2019-03-27","CH20A54055","2019-04-16","M","B102","","PM-H1","CH21","","","2019-03-27"]
["10082077","TT","Sonde  température réfrigérateur","CH21/U650/____XX54","Monitoring enceintes climatiques","W040","VA18-00800-10-0007","Roth &CO AG","","B0164","PROD GMP  BUS  APPR OAPP QAPP","2019-03-27","CH20A54055","2019-04-16","M","B102","","PM-H1","CH21","","","2019-03-27"]
["10082345","TT","Sonde  température Froid","CH21/P170","Zone Production de Milieu s/sol","W040.4L.06,0X05250.2-","VA15-01595-10-0022","Roth &CO AG","","B01104","PROD GMP  BUS  APPR OAPP QAPP","2019-05-02","CH20A54055","2019-05-08","M","B102","","PM-V2","CH21","","","2019-05-02"]
["10082346","TT","Sonde  température chaud","CH21/P170","Zone Production de Milieu s/sol","W040.4L.06,0X05250.2-","VA15-01595-10-0018","Roth &CO AG","","B01104","PROD GMP  BUS  APPR OAPP QAPP","2019-05-02","CH20A54055","2019-05-08","M","B102","","PM-V2","CH21","","","2019-05-02"]
["10002098","TT01","THERMOHYGROMETRE","CH21/S400","Quality Control","A1-HYGROMER","1843200/18","AMA-DIGIT","","A1057","PROD GMP  APPR OAPP QAPP","1994-01-01","CH20A55050","2010-09-10","M","B101","","PM-V2","CH21","","","2010-09-10"]
["10002097","TT06","THERMOMETRE","CH21/P151","Zone Production USP5 s/sol","ALFA-DIGIT","8-2-1682","AMARELL ELECTRONIC","","HS  (B10","PROD APPR OAPP QAPP","1994-02-01","CH20A54055","2010-09-10","M","","","PM-V2","CH21","","","2010-09-10"]
["10002043","TT124","Thermomètre digital AMA-DIGI t-20+10","CH21/P170","Zone Production de Milieu s/sol","AD 30TH","660","AMARELL ELECTRONIC","","B0142","PROD GMP  APPR OAPP QAPP","1997-01-01","CH20A54055","2010-09-10","M","B102","","PM-C1","CH21","","","2010-09-10"]
["10002042","TT127","Thermomètre digital AMA-DIGI t-20+10","CH21/P101","Tech Biotech","AD 30TH","667","AMARELL ELECTRONIC","","B10105","PROD GMP  APPR OAPP QAPP","1997-01-01","CH20A54055","2010-09-10","M","B102","","PM-F","CH21","","","2010-09-10"]
["10002094","TT13","THERMOMETRE DE PRECISION","CH21/S099","Dispo","ELECTRONIC THERMOMETER","332","AMA-DIGIT","","B10110 ?","OUT  APPR OAPP QAPP","1995-01-01","CH20A54052","2010-09-10","M","B102","","PM-A","CH21","","B10110 ?","2010-09-10"]
["10002040","TT132","Thermomètre digital AMA-DIGI t-20+10","CH21/S099","Dispo","AD 30TH","698","AMARELL ELECTRONIC","","HS  (A10","OUT  APPR OAPP QAPP","1997-01-01","CH20A54052","2010-09-10","M","","","PM-V1","CH21","","HS  (A1020","2010-09-10"]
["10002086","TT20","Sonde de température","CH21/S200","Technical services","M2801","40915","GE SENSING / KAYE INSTRUMENTS","","A0151","PROD GMP  APPR OAPP QAPP","1999-09-24","CH20A54052","2010-09-10","Q","B101","","PM-V2","CH21","","","2010-09-10"]
["10002085","TT21","Sonde de température","CH21/S200","Technical services","M2801","40975","GE SENSING / KAYE INSTRUMENTS","","A0151","PROD GMP  APPR OAPP QAPP","1999-09-24","CH20A54052","2010-09-10","Q","B101","","PM-V2","CH21","","","2010-09-10"]
["10002083","TT24","Sonde de température","CH21/S200","Technical services","M2801/IRTD-400","80639","GE SENSING / KAYE INSTRUMENTS","","A0151","PROD GMP  APPR OAPP QAPP","1998-06-23","CH20A54052","2010-09-10","Q","B101","","PM-V2","CH21","","","2010-09-10"]
["10002082","TT25","Sonde de température","CH21/S200","Technical services","M2801/IRTD-400","80640","GE SENSING / KAYE INSTRUMENTS","","A0151","PROD GMP  APPR OAPP QAPP","1998-06-23","CH20A54052","2010-09-10","Q","B101","","PM-V2","CH21","","","2010-09-10"]
["10002066","TT47","Thermomètre digital AMA-DIGI t-30-10","CH21/S099","Dispo","AD 30TH","226","AMARELL ELECTRONIC","","HS  (A10","OUT  GMP  APPR OAPP QAPP","1997-01-01","CH20A54052","2010-09-10","M","","","PM-V1","CH21","","HS  (A1020","2010-09-10"]
["10001616","TT519","THERMOHYGROMETRE","CH21/S400","Quality Control","C200/5120.00","034.0307.0202.4.2.1.25","Lufft","","","PROD GMP  APPR OAPP QAPP","2007-10-08","CH20A55050","2010-09-10","M","B101","","PM-V2","CH21","","","2010-09-10"]
["10002062","TT59","Thermomètre digital AMA-DIGI t-30-10","CH21/S099","Dispo","AD 30TH","477","AMARELL ELECTRONIC","","HS  (A10","OUT  GMP  APPR OAPP QAPP","1997-01-01","CH20A54052","2010-09-10","M","","","PM-V1","CH21","","HS  (A1020","2010-09-10"]
["10003739","TT617","THERMOHYGROMETRE","CH21/S400","Quality Control","512000C200","0500808020242125","Lufft","","K0014","PROD GMP  APPR OAPP QAPP","2008-12-19","CH20A55050","2010-09-10","M","B104","","PM-V2","CH21","","","2010-09-10"]
["10003688","TT630","Thermomètre digital  RT900","CH21/S400","Quality Control","RT900","N/A","","","A1066","STO  GMP  APPR OAPP QAPP","2009-02-27","CH20A55050","2010-09-10","M","B101","","PM-V1","CH21","","A1093","2010-09-10"]
["10003687","TT631","Thermomètre digital  RT900","CH21/S400","Quality Control","RT900","N/A","","","A1078","PROD GMP  APPR OAPP QAPP","2009-02-27","CH20A55050","2010-09-10","M","B101","","PM-V2","CH21","","","2010-09-10"]
["10003685","TT633","Thermomètre digital  RT900","CH21/S400","Quality Control","RT900","N/A","","","A1080","PROD GMP  APPR OAPP QAPP","2009-02-27","CH20A55050","2010-09-10","M","B101","","PM-V2","CH21","","","2010-09-10"]
["10003684","TT634","Thermomètre digital  RT900","CH21/S400","Quality Control","RT900","N/A","","","A1080","PROD GMP  APPR OAPP QAPP","2009-02-27","CH20A55050","2010-09-10","M","B101","","PM-V2","CH21","","","2010-09-10"]
["10003681","TT637","Thermomètre digital  -20 +100°C","CH21/S400","Quality Control","RT900","N/A","FISHER SCIENTIFIC AG / AVANTEC","","A1078","PROD GMP  APPR OAPP QAPP","2009-02-23","CH20A55053","2010-09-10","M","B101","","","CH21","","? A1066","2010-09-10"]
["10003679","TT639","Thermomètre digital  -20 +100°C","CH21/S400","Quality Control","RT900","N/A","FISHER SCIENTIFIC AG / AVANTEC","","A1080","PROD GMP  APPR OAPP QAPP","2009-02-23","CH20A55050","2010-09-10","M","B101","","PM-V2","CH21","","","2010-09-10"]
["10002060","TT66","Thermomètre digital AMA-DIGI t-30-10","CH21/S099","Dispo","AD 30TH","493","AMARELL ELECTRONIC","","HS  (A10","OUT  GMP  APPR OAPP QAPP","1996-01-01","CH20A54052","2010-09-10","M","","","PM-V1","CH21","","HS  (A1020","2010-09-10"]
["10002059","TT67","Thermomètre digital AMA-DIGI t0+10","CH21/S099","Dispo","AD 30TH","568","AMARELL ELECTRONIC","","HS  (A10","OUT  GMP  APPR OAPP QAPP","1996-01-01","CH20A54052","2010-09-10","M","","","PM-V1","CH21","","HS  (A1020","2010-09-10"]
["10041217","TT701","Thermomètre digital","CH21/S200","Technical services","REF: 60060","","FISHER SCIENTIFIC SA","","A0146","PROD GMP  APPR OAPP QAPP","2010-10-01","CH20A54052","2010-11-08","Q","B101","","PM-V2","CH21","","","2010-11-05"]
["10041218","TT702","Thermomètre digital","CH21/S200","Technical services","REF: 60060","","FISHER SCIENTIFIC SA","","A0146","PROD GMP  APPR OAPP QAPP","2010-10-01","CH20A54052","2010-11-08","Q","B101","","PM-V2","CH21","","","2010-11-05"]
["10041219","TT703","Thermomètre digital","CH21/S200","Technical services","REF: 60060","","FISHER SCIENTIFIC SA","","A0146","PROD GMP  APPR OAPP QAPP","2010-10-01","CH20A54052","2010-11-08","Q","B101","","PM-V2","CH21","","","2010-11-05"]
["10041236","TT704","Thermomètre digital","CH21/S200","Technical services","REF: 60060","","FISHER SCIENTIFIC SA","","A0146","OUT  GMP  APPR OAPP QAPP","2010-10-01","CH20A54052","2010-11-08","Q","B101","","PM-V2","CH21","","","2010-11-05"]
["10041222","TT706","Thermomètre digital","CH21/S200","Technical services","REF: 60060","","FISHER SCIENTIFIC SA","","A0146","PROD GMP  APPR OAPP QAPP","2010-10-01","CH20A54052","2010-11-08","Q","B101","","PM-V2","CH21","","","2010-11-05"]
["10041223","TT707","Thermomètre digital","CH21/S200","Technical services","REF: 60060","","FISHER SCIENTIFIC SA","","A0146","PROD GMP  APPR OAPP QAPP","2010-10-01","CH20A54052","2010-11-08","Q","B101","","PM-V2","CH21","","","2010-11-05"]
["10041226","TT710","Thermomètre digital","CH21/S200","Technical services","REF: 60060","","FISHER SCIENTIFIC SA","","A0146","PROD GMP  APPR OAPP QAPP","2010-10-01","CH20A54052","2010-11-08","Q","B101","","PM-V2","CH21","","","2010-11-05"]
["10041227","TT711","Thermomètre digital","CH21/S200","Technical services","REF: 60060","","FISHER SCIENTIFIC SA","","B1056","PROD GMP  APPR OAPP QAPP","2010-10-01","CH20A54052","2010-11-08","Q","B102","","PM-V2","CH21","","","2010-11-05"]
["10041228","TT712","Thermomètre digital","CH21/S200","Technical services","REF: 60060","","FISHER SCIENTIFIC SA","","B1065","PROD GMP  APPR OAPP QAPP","2010-10-01","CH20A54052","2010-11-08","Q","B102","","PM-V2","CH21","","","2010-11-05"]
["10041229","TT713","Thermomètre digital","CH21/S200","Technical services","REF: 60060","","FISHER SCIENTIFIC SA","","A0146","PROD GMP  APPR OAPP QAPP","2010-10-01","CH20A54052","2010-11-08","Q","B101","","PM-V2","CH21","","","2010-11-05"]
["10041231","TT715","Thermomètre digital","CH21/P101","Tech Biotech","REF: 60060","","FISHER SCIENTIFIC SA","","B10105","PROD GMP  APPR OAPP QAPP","2010-10-01","CH20A54055","2010-11-08","Q","B102","","PM-F","CH21","","","2010-11-05"]
["10041232","TT716","Thermomètre digital","CH21/S200","Technical services","REF: 60060","","FISHER SCIENTIFIC SA","","A0146","PROD GMP  APPR OAPP QAPP","2010-10-01","CH20A54052","2010-11-08","Q","B101","","PM-V2","CH21","","","2010-11-05"]
["10041234","TT718","Thermomètre digital","CH21/S200","Technical services","REF: 60060","","FISHER SCIENTIFIC SA","","B1075","PROD GMP  APPR OAPP QAPP","2010-10-01","CH20A54052","2010-11-08","Q","B102","","PM-V2","CH21","","","2010-11-05"]
["10041235","TT719","Thermomètre digital","CH21/S200","Technical services","REF: 60060","","FISHER SCIENTIFIC SA","","B1025","PROD GMP  APPR OAPP QAPP","2010-10-01","CH20A54052","2010-11-08","Q","B102","","PM-V2","CH21","","","2010-11-05"]
["10075821","TT721","TT721 : Thermohygromètre","CH21/S400","Quality Control","AIMEMO2450-1","H17050194","Ahlborn","","S2028","PROD GMP  APPR OAPP QAPP","2018-02-01","CH20A55050","2018-03-13","M","B108","","PM-V1","CH21","","","2018-03-15"]
["10080994","TT722","TT722 Thermologger","CH21/S200","Technical services","GMPF","LVS09689","LIVES INTERNATIONAL","","A0146","PROD GMP  BUS  APPR OAPP QAPP","2018-01-01","CH20A54052","2019-01-15","M","B101","","PM-V4","CH21","","","2019-01-01"]
["10080995","TT723","TT723 Thermologger","CH21/S200","Technical services","GMPF","LVS09690","LIVES INTERNATIONAL","","A0146","PROD GMP  BUS  APPR OAPP QAPP","2018-01-01","CH20A54052","2019-01-15","M","B101","","PM-V4","CH21","","","2019-01-01"]
["10080996","TT724","TT724 Thermologger","CH21/S200","Technical services","GMPF","LVS09691","LIVES INTERNATIONAL","","A0146","PROD GMP  BUS  APPR OAPP QAPP","2018-01-01","CH20A54052","2019-01-15","M","B101","","PM-V4","CH21","","","2019-01-01"]
["10081777","TT726","TT726 Sonde température cuve RS364","CH21/P110/___RS364","RS364_Power Mix Tank 2000L","RTD-0809","","Omega","","B0160","PROD GMP  BUS  APPR OAPP QAPP","2019-01-30","CH20A54055","2019-03-18","M","B102","","PM-V4","CH21","","","2019-01-30"]
["10081778","TT727","TT727 Sonde température cuve RS363","CH21/P110/___RS363","RS363_Power Mix Tank 500L","RTD-0809","","Omega","","B0160","PROD GMP  BUS  APPR OAPP QAPP","2019-01-30","CH20A54055","2019-03-18","M","B102","","PM-V4","CH21","","","2019-01-30"]
["10080972","TT729","TT729 Thermologger","CH21/S200","Technical services","GMPF","LVS09667","LIVES INTERNATIONAL","","A0146","PROD GMP  BUS  APPR OAPP QAPP","2018-01-01","CH20A54052","2019-01-15","M","B101","","PM-V4","CH21","","","2019-01-01"]
["10080973","TT730","TT730 Thermologger","CH21/S200","Technical services","GMPF","LVS09668","LIVES INTERNATIONAL","","A0146","PROD GMP  BUS  APPR OAPP QAPP","2018-01-01","CH20A54052","2019-01-15","M","B101","","PM-V4","CH21","","","2019-01-01"]
["10080974","TT731","TT731 Thermologger","CH21/S200","Technical services","GMPF","LVS09669","LIVES INTERNATIONAL","","A0146","PROD GMP  BUS  APPR OAPP QAPP","2018-01-01","CH20A54052","2019-01-15","M","B101","","PM-V4","CH21","","","2019-01-01"]
["10080975","TT732","TT732 Thermologger","CH21/S200","Technical services","GMPF","LVS09670","LIVES INTERNATIONAL","","A0146","PROD GMP  BUS  APPR OAPP QAPP","2018-01-01","CH20A54052","2019-01-15","M","B101","","PM-V4","CH21","","","2019-01-01"]
["10080977","TT734","TT734 Thermologger","CH21/S200","Technical services","GMPF","LVS09672","LIVES INTERNATIONAL","","A0146","PROD GMP  BUS  APPR OAPP QAPP","2018-01-01","CH20A54052","2019-01-15","M","B101","","PM-V4","CH21","","","2019-01-01"]
["10080978","TT735","TT735 Thermologger","CH21/S200","Technical services","GMPF","LVS09673","LIVES INTERNATIONAL","","A0146","PROD GMP  BUS  APPR OAPP QAPP","2018-01-01","CH20A54052","2019-01-15","M","B101","","PM-V4","CH21","","","2019-01-01"]
["10080979","TT736","TT736 Thermologger","CH21/S200","Technical services","GMPF","LVS09674","LIVES INTERNATIONAL","","A0146","PROD GMP  APPR OAPP QAPP","2018-01-01","CH20A54052","2019-01-15","M","B101","","PM-V4","CH21","","","2019-01-01"]
["10080980","TT737","TT737 Thermologger","CH21/S200","Technical services","GMPF","LVS09675","LIVES INTERNATIONAL","","A0146","PROD GMP  BUS  APPR OAPP QAPP","2018-01-01","CH20A54052","2019-01-15","M","B101","","PM-V4","CH21","","","2019-01-01"]
["10080982","TT739","TT739 Thermologger","CH21/S200","Technical services","GMPF","LVS09677","LIVES INTERNATIONAL","","A0146","PROD GMP  BUS  APPR OAPP QAPP","2018-01-01","CH20A54052","2019-01-15","M","B101","","PM-V4","CH21","","","2019-01-01"]
["10080983","TT740","TT740 Thermologger","CH21/S200","Technical services","GMPF","LVS09678","LIVES INTERNATIONAL","","A0146","PROD GMP  BUS  APPR OAPP QAPP","2018-01-01","CH20A54052","2019-01-15","M","B101","","PM-V4","CH21","","","2019-01-01"]
["10080985","TT742","TT742 Thermologger","CH21/S200","Technical services","GMPF","LVS09680","LIVES INTERNATIONAL","","A0146","PROD GMP  BUS  APPR OAPP QAPP","2018-01-01","CH20A54052","2019-01-15","M","B101","","PM-V4","CH21","","","2019-01-01"]
["10080986","TT743","TT743 Thermologger","CH21/S200","Technical services","GMPF","LVS09681","LIVES INTERNATIONAL","","A0146","PROD GMP  BUS  APPR OAPP QAPP","2018-01-01","CH20A54052","2019-01-15","M","B101","","PM-V4","CH21","","","2019-01-01"]
["10080987","TT744","TT744 Thermologger","CH21/S200","Technical services","GMPF","LVS09682","LIVES INTERNATIONAL","","A0146","PROD GMP  BUS  APPR OAPP QAPP","2018-01-01","CH20A54052","2019-01-15","M","B101","","PM-V4","CH21","","","2019-01-01"]
["10080988","TT745","TT745 Thermologger","CH21/S200","Technical services","GMPF","LVS09683","LIVES INTERNATIONAL","","A0146","PROD GMP  BUS  APPR OAPP QAPP","2018-01-01","CH20A54052","2019-01-15","M","B101","","PM-V4","CH21","","","2019-01-01"]
["10080990","TT747","TT747 Thermologger","CH21/S200","Technical services","GMPF","LVS09685","LIVES INTERNATIONAL","","A0146","PROD GMP  BUS  APPR OAPP QAPP","2018-01-01","CH20A54052","2019-01-15","M","B101","","PM-V4","CH21","","","2019-01-01"]
["10080991","TT748","TT748 Thermologger","CH21/S200","Technical services","GMPF","LVS09686","LIVES INTERNATIONAL","","A0146","PROD GMP  BUS  APPR OAPP QAPP","2018-01-01","CH20A54052","2019-01-15","M","B101","","PM-V4","CH21","","","2019-01-01"]
["10080992","TT749","TT749 Thermologger","CH21/S200","Technical services","GMPF","LVS09687","LIVES INTERNATIONAL","","A0146","PROD GMP  BUS  APPR OAPP QAPP","2018-01-01","CH20A54052","2019-01-15","M","B101","","PM-V4","CH21","","","2019-01-01"]
["10080993","TT750","TT750 Thermologger","CH21/S200","Technical services","GMPF","LVS09688","LIVES INTERNATIONAL","","A0146","PROD GMP  BUS  APPR OAPP QAPP","2018-01-01","CH20A54052","2019-01-15","M","B101","","PM-V4","CH21","","","2019-01-01"]
["10081982","TT752","TT752 Sonde de température","CH21/P305/____LV12","Station Cip/SIP LV12","ITHERM TM411","MA076E14457","ENDRESS+HAUSER METSO AG","","B00120","PROD GMP  BUS  APPR OAPP QAPP","2017-03-07","CH20A54057","2019-04-04","M","B102","","PM-V4","CH21","","","2019-03-01"]
["10081983","TT753","TT753 Sonde de température","CH21/P305/____LV12","Station Cip/SIP LV12","ITHERM TM411","M104BF14457","ENDRESS+HAUSER METSO AG","","B00120","PROD GMP  BUS  APPR OAPP QAPP","2017-03-07","CH20A54057","2019-04-04","M","B102","","PM-V4","CH21","","","2019-03-01"]
["10082470","TT755","TT755 Sonde de monitoring XX54 sur CG271","CH21/U650/____XX54","Monitoring enceintes climatiques","T010 1X","FA100285-0002","ROTH ET CO AG","","A0137","PROD GMP  BUS  APPR OAPP QAPP","2019-03-18","CH20A54052","2019-05-17","M","B101","","PM-V2","CH21","","","2019-05-20"]
["10082471","TT756","TT756 Sonde de monitoring XX54 sur CG272","CH21/U650/____XX54","Monitoring enceintes climatiques","T010 1X","FA100285-0003","ROTH ET CO AG","","A0139","PROD GMP  BUS  APPR OAPP QAPP","2019-03-18","CH20A54052","2019-05-17","M","B101","","PM-V2","CH21","","","2019-05-20"]
["10082472","TT757","TT757 Sonde de monitoring XX54 sur CG317","CH21/U650/____XX54","Monitoring enceintes climatiques","T010 1X","FA100285-0004","ROTH ET CO AG","","A0139","PROD GMP  BUS  APPR OAPP QAPP","2019-03-18","CH20A54052","2019-05-17","M","B101","","PM-V2","CH21","","","2019-05-20"]
["10082509","TT758","TT758 Sonde de monitoring XX54 sur CG271","CH21/U650/____XX54","Monitoring enceintes climatiques","T010 1X","FA100285-0005","ROTH ET CO AG","","A0139","PROD GMP  BUS  APPR OAPP QAPP","2019-05-20","CH20A54052","2019-05-24","M","B101","","PM-V2","CH21","","","2019-05-20"]
["10001053","TU01","TRAITEMENT D'EAU PH80","CH21/U120/____TU01","TRAITEMENT D'EAU PH80","","A 20 500-32 C","","","A0111","PROD APPR OAPP QAPP","1983-01-01","CH20A54052","2010-09-10","M","B101","","PM-C5","CH21","","","2010-09-10"]
["10001052","TU01AM001","ARMOIRE ELECTRIQUE","CH21/U120/____TU01/AM001","ARMOIRE ELECTRIQUE","RTE.","","SIRAT SA","","A0111","PROD APPR OAPP QAPP","1983-01-01","CH20A54052","2010-09-10","M","B101","","PM-C5","CH21","","","2010-09-10"]
["10001054","TU01FT001","FILTRE EAU BRUTE","CH21/U120/____TU01/FT001","FILTRE EAU BRUTE","RAFALE 1/GIP25","","SIRAT SA","","A0111","PROD APPR OAPP QAPP","1983-01-01","CH20A54052","2010-09-10","M","B101","","PM-C5","CH21","","","2010-09-10"]
["10000551","TU01OS001AR001","ARMOIRE DE CONTROLE","CH21/U120/____TU01/OS001AR001","ARMOIRE DE CONTROLE","","","SIRAT SA","","A0111","PROD APPR OAPP QAPP","1983-01-01","CH20A54052","2010-09-10","M","B101","","PM-C5","CH21","","","2010-09-10"]
["10001205","TU02","TRAITEMENT D'EAU PH90","CH21/U120/____TU02","TRAITEMENT D'EAU PH90","","3.24.10334","CHRIST AG - MERGED","","B0161","PROD GMP  BUS  APPR OAPP QAPP","1989-01-01","CH20A54052","2010-09-10","M","B102","","PM-C1","CH21","","","2010-10-05"]
["10067059","TU02/QI010177","Analyseur TOC Online TU02/QI010177","CH21/U120/____TU02/QI010177","Analyseur TOC Online","AMI LINE TOC","284","SWAN Wasseranalytik AG","","B0161","PROD GMP  BUS  APPR OAPP QAPP","2014-12-01","CH20A54052","2015-01-22","M","B102","","PM-C1","CH21","","","2015-01-22"]
["10001212","TU02FT001","PREFILTRATION EAU BRUTE  25um","CH21/U120/____TU02/FT001","PREFILTRATION EAU BRUTE  25um","RAFALE 1/GIP25 1/GIP10","","CHRIST AG - MERGED","","B0161","PROD BUS  APPR OAPP QAPP","1992-11-01","CH20A54052","2010-09-10","M","B102","","PM-C5","CH21","","","2010-10-05"]
["10001209","TU02FT002","PREFILTRE EAU DOUCE  7 um","CH21/U120/____TU02/FT002","PREFILTRE EAU DOUCE  7 um","CF15/7 ET CF10BF","","CHRIST AG - MERGED","","B0161","PROD BUS  APPR OAPP QAPP","1989-01-01","CH20A54052","2010-09-10","M","B102","","PM-C5","CH21","","","2010-10-05"]
["10001208","TU02FT004","Filtre eau brute  10 um","CH21/U120/____TU02/FT004","Filtre eau brute  10 um","","","","","B0161","PROD APPR OAPP QAPP","1996-01-01","CH20A54052","2010-09-10","M","B102","","PM-C5","CH21","","","2010-10-05"]
["10001214","TU02GO001","STERILISATEUR D'OZONE","CH21/U120/____TU02/GO001","STERILISATEUR D'OZONE","MEMBREL MK II/2","","DEGREMONT TECHNOLOGIES LTD","","B0161","PROD GMP  BUS  APPR OAPP QAPP","1994-12-22","CH20A54052","2010-09-10","M","B102","","PM-C1","CH21","","","2010-10-05"]
["10071195","TU02IM","TU02IM       Testomat, TU02 ligne 1","CH21/U120/____TU02/AD001","ADOUCISSEUR  B04.130.01","TESTOMAT ECO","242936","Gebruder Heyl Germany","","B0161","PROD APPR OAPP QAPP","2016-07-01","CH20A54052","2016-12-13","M","B102","","PM-C1","CH21","","","2016-11-01"]
["10001202","TU02PO001","POMPES DE REPRISE","CH21/U120/____TU02/PO001","POMPES DE REPRISE","HILGIANA III/7-2B","16143 ET 16144","","","B0161","PROD GMP  BUS  APPR OAPP QAPP","1994-12-22","CH20A54052","2010-09-10","M","B102","","PM-C1","CH21","","","2010-10-05"]
["10000381","TU02RS005","RESERVOIR SAUMURE","CH21/U120/____TU02/RS005","RESERVOIR SAUMURE","","","CHRIST AG - MERGED","","B0173-B0","PROD BUS  APPR OAPP QAPP","1990-10-01","CH20A54052","2010-09-10","M","B102","","PM-C5","CH21","","","2010-09-10"]
["10001201","TU02UV001","STERILISATEUR  UV.","CH21/U120/____TU02/UV001","STERILISATEUR  UV.","SCD 600 DEO3","AA094001","AQUAFIN","","B0161","PROD GMP  BUS  APPR OAPP QAPP","1994-12-22","CH20A54052","2010-09-10","M","B102","","PM-C1","CH21","","","2010-10-05"]
["10000247","TU03","EAU USEE PH 90 (W waste écoulements)","CH21/U800/____TU03","EAU USEE PH 90","","","BIRAL AG","","B0161","PROD BUS  APPR OAPP QAPP","1989-01-01","CH20A54052","2010-09-10","M","B102","","PM-C5","CH21","","","2010-09-10"]
["10000370","TU03TU001","FOSSE CIP BIO-S","CH21/U800/____TU03/TU001","FOSSE CIP BIO-S","","","MILLIQUET SA","","B0143","PROD APPR OAPP QAPP","1993-12-01","CH20A54055","2010-09-10","M","B102","","PM-C5","CH21","","","2010-09-10"]
["10000808","TU03TU003","FOSSE EAU CLAIRE PH90","CH21/U800/____TU03/TU003","FOSSE EAU CLAIRE PH90","","","BIRAL AG","","B0161","PROD BUS  APPR OAPP QAPP","1989-01-01","CH20A54052","2010-09-10","M","B102","","PM-C5","CH21","","","2010-09-10"]
["10000976","TU03TU004","FOSSE EAU DE LABO PH 90","CH21/U800/____TU03/TU004","FOSSE EAU DE LABO PH 90","","","BIRAL AG","","B0161","PROD BUS  APPR OAPP QAPP","1989-01-01","CH20A54052","2010-09-10","M","B102","","PM-C5","CH21","","","2010-09-10"]
["10000255","TU03TU005","Fosse relevage EU-TU18","CH21/U800/____TU03","EAU USEE PH 90","2358EU","2358EU","GRUNDFOS PUMPEN AG","","F0007","PROD APPR OAPP QAPP","2009-09-01","CH20A54052","2010-09-10","M","B107","","PM-C5","CH21","","","2010-09-10"]
["10000654","TU03TU006","Fosse relevage EC-TU18","CH21/U800/____TU03","EAU USEE PH 90","2358EC","2358EC","GRUNDFOS PUMPEN AG","","F0007","PROD APPR OAPP QAPP","2009-09-01","CH20A54052","2010-09-10","M","B107","","PM-C5","CH21","","","2010-09-10"]
["10000390","TU07","EAU SANITAIRE PH80","CH21/U100/____TU07","EAU SANITAIRE PH80","","","BIRAL AG","","A0111","PROD APPR OAPP QAPP","1983-01-01","CH20A54052","2010-09-10","M","B101","","PM-C5","CH21","","","2010-09-10"]
["10000175","TU08","EAU SANITAIRE PH90","CH21/U100/____TU08","EAU SANITAIRE PH90","","","BIRAL AG","","B0161","PROD APPR OAPP QAPP","1989-01-01","CH20A54052","2010-09-10","M","B102","","PM-C5","CH21","","","2010-09-10"]
["10000192","TU09","TRAITEMENT EAU ERR","CH21/U800/____TU09","TRAITEMENT EAU ERR","N/A","N/A","CHRIST AG - MERGED","","B0126","OUT  APPR OAPP QAPP","1996-06-27","CH20A54052","2010-09-10","M","B102","","PM-C5","CH21","","","2010-09-10"]
["10000742","TU11","EAUX USEES MAGASIN","CH21/U800/____TU11","EAUX USEES MAGASIN","","","CHRIST AG - MERGED","","K0115","PROD APPR OAPP QAPP","1998-04-01","CH20A54052","2010-09-10","M","B104","","PM-C5","CH21","","","2010-09-10"]
["10004182","TU16","Fosse de relevage eaux de labo \"W\" bât.M","CH21/U800","Waste management (liquide)","BP3041HT251","N/A","HEUSSER AG","","M0108","PROD BUS  APPR OAPP QAPP","1999-01-01","CH20A54052","2010-09-10","M","B103","","PM-C5","CH21","","","2010-09-10"]
["10000322","TU17","Chambre de mesures eau usée et claire","CH21/U100/____TU17","Chambre mesures eau claire + usée","N/A","N/A","","","EXTÉRIEU","PROD APPR OAPP QAPP","2005-02-01","CH20A54052","2010-09-10","M","B101","","PM-C5","CH21","","","2010-09-10"]
["10067058","TU18/QI020177","Analyseur TOC Online TU18/QI020177","CH21/U120/____TU18/QI020177","Analyseur TOC Online","AMI LINE TOC","283","SWAN Wasseranalytik AG","","F0007","PROD GMP  BUS  APPR OAPP QAPP","2014-12-01","CH20A54052","2015-01-22","M","B107","","PM-C1","CH21","","","2015-01-22"]
["10045797","TU18IM001","Testomat, Contrôleur de dureté de l'eau","CH21/U120/____TU18","Traitement d'eau purifiée","ECO PLUS","225758","CHRIST AG - MERGED","","F0007","PROD APPR OAPP QAPP","2010-06-01","CH20A54052","2011-06-20","M","B107","","PM-C1","CH21","","","2010-06-01"]
["10045798","TU18IM002","Testomat, Contrôleur de dureté de l'eau","CH21/U120/____TU18","Traitement d'eau purifiée","ECO PLUS","225759","TESTOMAT","","F0007","PROD APPR OAPP QAPP","2010-06-01","CH20A54052","2011-06-20","M","B107","","PM-C1","CH21","","","2010-06-01"]
["10000539","TU18PO001","Pompe  relevage E.U","CH21/U120/____TU18","Traitement d'eau purifiée","CRN5-5A-FGJGEHQQE","0001","GRUNDFOS PUMPEN AG","","F0007","PROD APPR OAPP QAPP","1990-01-01","CH20A54052","2010-09-10","M","B107","","PM-C5","CH21","","","2010-09-10"]
["10000611","TU18RS001","Cuve de Stockage EP","CH21/U120/____TU18","Traitement d'eau purifiée","PW LAGERTANK 30000L","5452/10135","Hinke Tankbau GmbH","","F0007","PROD GMP  APPR OAPP QAPP","1990-01-01","CH20A54052","2010-09-10","M","B107","","PM-C1","CH21","","","2010-09-10"]
["10000252","TU18RS002","Cuve dosage Saumure","CH21/U120/____TU18","Traitement d'eau purifiée","PE100/0,945M3","3942","","","F0007","PROD GMP  APPR OAPP QAPP","1990-01-01","CH20A54052","2010-09-10","M","B107","","PM-C1","CH21","","","2010-09-10"]
["10000274","TU18SD001","Loopo gestion/distribution","CH21/U120/____TU18","Traitement d'eau purifiée","LOOPO 24-3820","24-3820","CHRIST AG - MERGED","","F0007","PROD GMP  BUS  APPR OAPP QAPP","2009-09-01","CH20A54052","2010-09-10","M","B107","","PM-C1","CH21","","","2010-09-10"]
["10000596","TU18UF001","Unité de Pré-filtration","CH21/U120/____TU18","Traitement d'eau purifiée","100/25/10/7","N/A","CHRIST AG - MERGED","","F0007","PROD BUS  APPR OAPP QAPP","2009-09-01","CH20A54052","2010-09-10","M","B107","","PM-C1","CH21","","","2010-09-10"]
["10000265","TU18UP002","Skid B d'eau purifiée","CH21/U120/____TU18","Traitement d'eau purifiée","24-3819 SKID B","24-3819","CHRIST AG - MERGED","","F0007","PROD GMP  BUS  APPR OAPP QAPP","2009-09-01","CH20A54052","2010-09-10","M","B107","","PM-C1","CH21","","","2010-09-10"]
["10079469","TU18UP003","TU18UP003 Skid C d'eau purifiée","CH21/U120/____TU18","Traitement d'eau purifiée","OSMOTRON PRO","061809","BWT","","F0007","PROD GMP  BUS  APPR OAPP QAPP","2019-05-01","CH20A54052","2018-09-21","M","B107","","PM-C1","CH21","","","2019-06-01"]
["10068895","TU19","TU19: Eau  ville bât. S \"PACK\"+ incendie","CH21/U100/____TU19","Eau de ville bât. S   \"PACK\"","N/A","N/A","MILLIQUET SA","","S01","PROD APPR OAPP QAPP","2016-11-01","CH20A54052","2015-11-26","M","B108","","PM-C5","CH21","","","2016-11-01"]
["10068896","TU19SK001","TU19SK001   SPRINKLER bâtiment S  \"PACK\"","CH21/U100/____TU19/SK001","SPRINKLER bâtiment S  \"PACK\"","N/A","N/A","Adefi SA","","S01","PROD EHS  APPR OAPP QAPP","2016-11-01","CH20A54052","2015-11-26","M","B108","","PM-G1","CH21","","","2016-11-01"]
["10070229","TU21","TU21    Fosse relevage - Eau usée fecale","CH21/U800/____TU21","Fosse de relevage - Eau usée fecale EU","PE-HD BAUKU","4196-1","CANPLAST sa","","S0144","PROD EHS  BUS  APPR OAPP QAPP","2016-11-01","CH20A54052","2016-06-14","M","B108","","PM-C5","CH21","","","2016-11-01"]
["10064272","UF","SYSTEME H2O. MILLII-Q","CH21/S400","Quality Control","MILLI-Q INTEGRAL 5","F35A40700","MILLIPORE","","A1078","PROD GMP  APPR OAPP QAPP","2014-01-28","CH20A55050","2014-01-28","M","B101","","PM-V2","CH21","","","2013-07-29"]
["10071273","UF","Scale Holder  Tightening T3","CH21/P120","Zone  DSP3","PEH1150MANT3","200160-161619-01 F6NA30004","MILLIPORE","","B10128","PROD GMP  APPR OAPP QAPP","2016-12-08","CH20A54055","2017-01-09","M","B102","","PM-F","CH21","","","2017-02-01"]
["10072412","UF","système MILLII-Q integral 5","CH21/P150","Zone  IPC Biotechnologie","MILLI-Q INTEGRAL 5","F7CA76350B","MILLIPORE","","A1020","PROD GMP  BUS  APPR OAPP QAPP","2017-03-31","CH20A54055","2017-05-19","M","B101","","PM-C1","CH21","","","2017-05-09"]
["10060600","UF","Ultrafiltration Holder  Millistak POD","CH21/P120","Zone  DSP3","MPODPILOT","CP2DA5321A","MILLIPORE","","B10128","PROD GMP  APPR OAPP QAPP","2012-06-01","CH20A54055","2013-02-06","M","B102","","PM-A","CH21","","","2013-03-01"]
["10061098","UF","Holder  filtration TANGENX","CH21/P120","Zone  DSP3","TANGENX","N/A","NOVASEPTIC / B.F. EQUIPMENT","","B10128","PROD GMP  APPR OAPP QAPP","2013-02-18","CH20A54055","2013-03-06","M","B102","","PM-A","CH21","","","2013-03-01"]
["10067604","UF","Holder  viresolve PRO plus Shield","CH21/P120","Zone  DSP3","VPMH203000","CP4EA8510-E","MILLIPORE","","B10128","PROD GMP  BUS  APPR OAPP QAPP","2014-07-15","CH20A54055","2015-05-05","M","B102","","PM-A","CH21","","","2015-05-04"]
["10072803","UF","Station package (procédé r-hLH /r-hFSH)","CH21/P122","Zone DSP4","PCG93LLSTAND123","GB17090042","AGILENT TECHNOLOGIES - MERGED","","B10114","PROD GMP  BUS  APPR OAPP QAPP","2016-11-01","CH20A54055","2017-08-04","M","B102","","PM-A","CH21","","","2017-07-21"]
["10001075","UF08","UNITE FILT.-SUP. CASSETTE","CH21/P128","Zone  DSP2","","","MILLIPORE","SMF_DSP_r-hIFN G2SFM","B10114","PROD GMP  BUS  APPR OAPP QAPP","1990-01-01","CH20A54055","2010-09-10","M","B102","","PM-A","CH21","","","2010-09-10"]
["10002227","UF09","UNITE FILT.-SUP. CASSETTE","CH21/S099","Dispo","","","MILLIPORE","","? (B1012","OUT  APPR OAPP QAPP","1986-07-07","CH20A54052","2010-09-10","M","","","PM-A","CH21","","? (B10122","2010-09-10"]
["10004199","UF107","CARTER 10\" 2 litres","CH21/P152","Zone Production DSP","MSS5001G723BS","N/A","PALL (SCHWEIZ) AG.","","A1023","PROD GMP  APPR OAPP QAPP","1999-06-15","CH20A54055","2010-09-10","M","B101","","PM-F","CH21","","","2010-09-10"]
["10003025","UF11","UNITE FILT.SYSTEM INOX","CH21/P121","Zone  DSP1","XX4200080","","MILLIPORE","SMF_DSP_r-hCG","B1022","PROD GMP  APPR OAPP QAPP","1990-01-01","CH20A54055","2010-09-10","M","B102","","PM-A","CH21","","","2010-09-10"]
["10002027","UF111","CARTER  de filtration","CH21/P101","Tech Biotech","ZLK702G23LHKH4","LOT N° 47561S","PALL (SCHWEIZ) AG.","","A0129","PROD GMP  APPR OAPP QAPP","2000-11-30","CH20A54055","2010-09-10","M","B101","","PM-F","CH21","","","2010-09-10"]
["10002026","UF112","CARTER  de filtration","CH21/P121","Zone  DSP1","SASM011G23BJV","LOT N° F9668H,1992","PALL (SCHWEIZ) AG.","","B10110","PROD APPR OAPP QAPP","2000-11-30","CH20A54055","2010-09-10","M","B102","","PM-A","CH21","","","2010-09-10"]
["10002025","UF113","CARTER  de filtration","CH21/P121","Zone  DSP1","SASM011G23BJV","LOT N° F4889J,1993","PALL (SCHWEIZ) AG.","","B10110","PROD APPR OAPP QAPP","2000-11-30","CH20A54055","2010-09-10","M","B102","","PM-A","CH21","","","2010-09-10"]
["10004169","UF12","UNITE FILT.SYSTEM INOX","CH21/P121","Zone  DSP1","","","MILLIPORE","SMF_DSP_r-hCG","B1022","PROD GMP  APPR OAPP QAPP","1990-01-01","CH20A54055","2010-09-10","M","B102","","PM-A","CH21","","","2010-09-10"]
["10002016","UF121","CARTER DE FILTRATION 5\"","CH21/P101","Tech Biotech","SEALKLEEN","49860T","PALL (SCHWEIZ) AG.","","STOCK CA","PROD GMP  APPR OAPP QAPP","2001-01-31","CH20A54055","2010-09-10","M","","","PM-F","CH21","","","2010-09-10"]
["10002015","UF122","CARTER DE FILTRATION 5\"","CH21/P101","Tech Biotech","SEALKLEEN","49860T","PALL (SCHWEIZ) AG.","","A0129","PROD GMP  APPR OAPP QAPP","2001-01-31","CH20A54055","2010-09-10","M","B101","","PM-F","CH21","","","2010-09-10"]
["10002014","UF123","CARTER DE FILTRATION 5\"","CH21/P101","Tech Biotech","SEALKLEEN","49860T","PALL (SCHWEIZ) AG.","","A0129","PROD GMP  APPR OAPP QAPP","2001-01-31","CH20A54055","2010-09-10","M","B101","","PM-F","CH21","","","2010-09-10"]
["10000580","UF128","CARTER  de filtration 0,2um air","CH21/P170/____UP05/F1601","Carter filtre à air 0,2 um","OPTICEI","SIG-PI-10003 F1601","MILLIPORE","","B1045","PROD GMP  BUS  APPR OAPP QAPP","2001-12-05","CH20A54055","2010-09-10","M","B102","","PM-A","CH21","","","2010-09-10"]
["10001906","UF134","Carter de filtration","CH21/P170","Zone Production de Milieu s/sol","N/A","N/A","PALL (SCHWEIZ) AG.","","B0142","PROD GMP  BUS  APPR OAPP QAPP","2002-11-15","CH20A54055","2010-09-10","M","B102","","PM-A","CH21","","","2010-09-10"]
["10001905","UF135","Carter de filtration","CH21/P170","Zone Production de Milieu s/sol","N/A","N/A","PALL (SCHWEIZ) AG.","","B0142","PROD GMP  BUS  APPR OAPP QAPP","2002-11-15","CH20A54055","2010-09-10","M","B102","","PM-A","CH21","","","2010-09-10"]
["10001903","UF137","Support filtres Pellicon","CH21/P122","Zone DSP4","MSP007838","F2NN86697","MILLIPORE","SMF_DSP_r-hFSH SAM F","B10148","PROD GMP  BUS  APPR OAPP QAPP","2002-11-01","CH20A54055","2010-09-10","M","B102","","PM-A","CH21","","","2010-09-10"]
["10001867","UF146","Carter de filtration","CH21/P122","Zone DSP4","ALT4363/CDH4","07070X2004","PALL (SCHWEIZ) AG.","","B10148","PROD GMP  APPR OAPP QAPP","2004-04-06","CH20A54055","2010-09-10","M","B102","","PM-A","CH21","","","2010-09-10"]
["10003173","UF149","Ultrafiltration de labo  LABSCALE TFF","CH21/P152","Zone Production DSP","29751  LABSCALE TFF","POSN9984001","MILLIPORE","","A1023","PROD APPR OAPP QAPP","2004-10-26","CH20A54055","2010-09-10","M","B101","","PM-A","CH21","","","2010-09-10"]
["10000841","UF15","UNITE DE FILTRATION","CH21/P152/____UF15","UNITE DE FILTRATION","POST VIRESOLVE","IMMO/11665","MILLIPORE","","A1023","PROD GMP  APPR OAPP QAPP","1990-01-01","CH20A54055","2010-09-10","M","B101","","PM-A","CH21","","","2010-09-10"]
["10001722","UF151","Cellule d'ultrafiltration  150 ml","CH21/P152","Zone Production DSP","FC-001X-30  OMEGACELL","N/A","FILTRON","","A1023","PROD APPR OAPP QAPP","2004-10-26","CH20A54055","2010-09-10","M","B101","","PM-A","CH21","","","2010-09-10"]
["10001664","UF152","CARTER  de filtration 20\"","CH21/P101","Tech Biotech","ALI12G23LABH4","45074X","PALL (SCHWEIZ) AG.","","STOCK CA","PROD GMP  APPR OAPP QAPP","2005-01-10","CH20A54055","2010-09-10","M","","","PM-A","CH21","","","2010-09-10"]
["10001721","UF154","Unité de filtration","CH21/P170","Zone Production de Milieu s/sol","363001","12295/12296","GELMAN SCIENCES","","B0142","PROD GMP  APPR OAPP QAPP","2005-06-09","CH20A54055","2010-09-10","M","B102","","PM-A","CH21","","","2010-09-10"]
["10001720","UF155","Unité de filtration","CH21/P170","Zone Production de Milieu s/sol","963001/ HBBE4B1G22","14256/17901","SKAN AG","","B0142","PROD GMP  APPR OAPP QAPP","2005-06-09","CH20A54055","2010-09-10","M","B102","","PM-A","CH21","","","2010-09-10"]
["10001697","UF161","Unité de filtration","CH21/P170","Zone Production de Milieu s/sol","963001","13730","GELMAN SCIENCES","","B0142","PROD GMP  APPR OAPP QAPP","2005-07-06","CH20A54055","2010-09-10","M","B102","","PM-A","CH21","","","2010-09-10"]
["10001696","UF162","Unité de filtration","CH21/P170","Zone Production de Milieu s/sol","963001","13731","GELMAN SCIENCES","","B0142","PROD GMP  APPR OAPP QAPP","2005-07-06","CH20A54055","2010-09-10","M","B102","","PM-A","CH21","","","2010-09-10"]
["10000388","UF17","UNITE DE FILTRATION","CH21/P122/____UF17","UNITE DE FILTRATION","VIRESOLVE","","MILLIPORE","","?  A0153","PROD GMP  APPR OAPP QAPP","1993-05-13","CH20A54055","2010-09-10","M","B101","","PM-A","CH21","","","2010-09-10"]
["10001041","UF18","UNITE DE FILTRATION","CH21/P122/____UF18","UNITE DE FILTRATION","UF DEAE","IMMO/11652","MILLIPORE","SMF_DSP_r-hFSH","B10148","PROD GMP  APPR OAPP QAPP","1993-05-13","CH20A54055","2010-09-10","M","B102","","PM-A","CH21","","","2010-09-10"]
["10000098","UF187","Système ultrafiltration Maxisette","CH21/P128","Zone  DSP2","","","PALL (SCHWEIZ) AG.","SMF_DSP_r-hIFN G2SFM","B1073","PROD GMP  BUS  APPR OAPP QAPP","2005-12-01","CH20A54055","2010-09-10","M","B102","","PM-A","CH21","","","2010-09-10"]
["10004017","UF188","UNITE DE FILTRATION","CH21/P170","Zone Production de Milieu s/sol","963001","13732","GELMAN SCIENCES","","B0142","PROD GMP  APPR OAPP QAPP","2005-12-02","CH20A54055","2010-09-10","M","B102","","PM-A","CH21","","","2010-09-10"]
["10000102","UF19","UNITE DE FILTRATION","CH21/P121","Zone  DSP1","UF BFBA","","MILLIPORE","SMF_DSP_r-hCG","B10134","PROD GMP  APPR OAPP QAPP","1993-05-13","CH20A54055","2010-09-10","M","B102","X","PM-A","CH21","","","2010-09-10"]
["10000182","UF190","Centromate cassette holder","CH21/P152/___UF190","UNITE FILT.-SUP. CASSETTE","UF 0,1M2","370303-270","PALL (SCHWEIZ) AG.","","A1023","PROD APPR OAPP QAPP","2006-06-20","CH20A54055","2010-09-10","M","B101","","PM-A","CH21","","","2010-09-10"]
["10001599","UF191","UNITE FILT.-SUP. CASSETTE","CH21/P122","Zone DSP4","OPTISEAL","N/A","MILLIPORE","","B1047","PROD GMP  APPR OAPP QAPP","2007-11-14","CH20A54055","2010-09-10","M","B102","","","CH21","","","2010-09-10"]
["10001598","UF192","UNITE FILT.-SUP. CASSETTE","CH21/P122","Zone DSP4","OPTISEAL","N/A","MILLIPORE","","B1047","PROD GMP  APPR OAPP QAPP","2007-11-14","CH20A54055","2010-09-10","M","B102","","","CH21","","","2010-09-10"]
["10001477","UF194","Carter optiseal","CH21/P122","Zone DSP4","OPTISEAL","N/A","MILLIPORE","","B10127","PROD GMP  APPR OAPP QAPP","2007-12-14","CH20A54055","2010-09-10","M","B102","","PM-A","CH21","","","2010-09-10"]
["10000299","UF195","Carter 5\"","CH21/P122/____HP17","CHARIOT  CHROMATOGRAPHIE","5\" SAS M0105G23-33024","N/A","PALL (SCHWEIZ) AG.","","B10127","PROD GMP  BUS  APPR OAPP QAPP","2007-12-14","CH20A54055","2010-09-10","M","B102","","PM-A","CH21","","","2010-09-10"]
["10000435","UF197","Carter 5\"","CH21/P122/____HP18","CHARIOT  CHROMATOGRAPHIE","5\" SAS M0105G23-33024","N/A","PALL (SCHWEIZ) AG.","","B10150","PROD GMP  BUS  APPR OAPP QAPP","2007-12-14","CH20A54055","2010-09-10","M","B102","","PM-A","CH21","","","2010-09-10"]
["10001475","UF198","Carter optiseal","CH21/P122","Zone DSP4","OPTISEAL","N/A","MILLIPORE","","B10150","PROD GMP  APPR OAPP QAPP","2007-12-14","CH20A54055","2010-09-10","M","B102","","PM-A","CH21","","","2010-09-10"]
["10001474","UF199","Carter 5\"","CH21/P122","Zone DSP4","5\" SAS M0105G23BJ","N/A","PALL (SCHWEIZ) AG.","","B10145","PROD APPR OAPP QAPP","2007-12-14","CH20A54055","2010-09-10","M","B102","","PM-A","CH21","","","2010-09-10"]
["10000779","UF20","UNITE FILT.SUPPORT","CH21/P120/____UF20","UNITE FILT.SUPPORT","","CP4PM99482","MILLIPORE","","B10128","PROD GMP  BUS  APPR OAPP QAPP","1990-01-01","CH20A54055","2010-09-10","M","B102","","PM-A","CH21","","","2010-09-10"]
["10001472","UF201","Carter 10\"","CH21/P101","Tech Biotech","10\" SAS M011G23BJ","N/A","PALL (SCHWEIZ) AG.","","B10105","PROD GMP  APPR OAPP QAPP","2007-12-14","CH20A54055","2010-09-10","M","B102","","PM-A","CH21","","","2010-09-10"]
["10001471","UF202","Carter 20\"","CH21/P122","Zone DSP4","20\"","N/A","PALL (SCHWEIZ) AG.","","B10145","PROD APPR OAPP QAPP","2007-12-14","CH20A54055","2010-09-10","M","B102","","PM-A","CH21","","","2010-09-10"]
["10001546","UF212","CARTER DE FILTRATION 1\"","CH21/P152","Zone Production DSP","1\"","2684488","PALL (SCHWEIZ) AG.","","A1023","PROD GMP  APPR OAPP QAPP","2008-01-30","CH20A54055","2010-09-10","M","B101","","PM-A","CH21","","","2010-09-10"]
["10001510","UF213","Carter de filtration","CH21/P110","Zone Prod Biotech s/sol USP3","12 ZPC-1","3554/08","3M (SCHWEIZ) AG","","B0144","PROD GMP  APPR OAPP QAPP","2008-03-17","CH20A54052","2010-09-10","M","B102","","PM-A","CH21","","","2010-09-10"]
["10001466","UF217","CARTER DE FILTRATION 5\"","CH21/P122","Zone DSP4","OPTISEAL","FONN02021/5","MILLIPORE","","B1047","PROD GMP  APPR OAPP QAPP","2001-05-22","CH20A54055","2010-09-10","M","B102","","","CH21","","","2010-09-10"]
["10001089","UF22","UNITE FILTR. SUPPORT","CH21/P120/____UF22","UNITE FILTR. SUPPORT","CENTRASETTE 10","1008","FILTRON","","A0128","PROD GMP  BUS  APPR OAPP QAPP","1994-02-28","CH20A54055","2010-09-10","M","B101","","PM-A","CH21","","","2010-09-10"]
["10003183","UF221","SYSTEME D'ULTRAFILTRATION micro scale","CH21/P152","Zone Production DSP","COGENT MICRO SCALE","F8JN66711E","MILLIPORE","","A1023","PROD APPR OAPP QAPP","2008-09-02","CH20A54055","2010-09-10","M","B101","","PM-A","CH21","","","2010-09-10"]
["10043238","UF222","Système purification d'eau Millipore","CH21/S400","Quality Control","MILLI-Q INTEGRAL 5","F0SA04516","MILLIPORE","","A1078","PROD GMP  APPR OAPP QAPP","2010-12-09","CH20A55050","2011-01-05","M","B101","","PM-V1","CH21","","","2011-01-01"]
["10057824","UF224","Holder  viresolve PRO.","CH21/P120","Zone  DSP3","VPMH103000","CP1HN7939","MILLIPORE","","B10128","PROD GMP  BUS  APPR OAPP QAPP","2012-01-19","CH20A54055","2012-03-22","M","B102","","PM-A","CH21","","","2012-04-01"]
["10065164","UF225","Système ultrafiltration","CH21/P122","Zone DSP4","N/A","14863","SP Solutions","","B10148","PROD GMP  BUS  APPR OAPP QAPP","2014-09-01","CH20A54055","2014-04-23","M","B102","","PM-A","CH21","","","2014-10-06"]
["10069038","UF227","UF227:  Skid automatisé ultrafiltration","CH21/P121","Zone  DSP1","SKID ULTRAFILTRATION","450082054","CONSTRUCTIONS INOXYDABLES SA","","B10148","PROD GMP  BUS  APPR OAPP QAPP","2015-11-01","CH20A54055","2016-01-05","M","B102","X","PM-F","CH21","","","2016-03-01"]
["10082555","UF228","UF228 Skid:Unité de filtration (chariot)","CH21/P302","Pharmaceutical - ligne 2","SBG90101","32130","Bausch + Ströbel","","M0012","PROD GMP  BUS  APPR OAPP QAPP","2019-01-30","CH20A54052","2019-06-05","M","B103","X","PM-D1","CH21","","","2019-07-01"]
["10002956","UF23","UNITE FILTR. SUPPORT","CH21/P122","Zone DSP4","CENTRASETTE 10","GH1000","","SMF_DSP_r-hLH","B1036","PROD GMP  APPR OAPP QAPP","1994-02-28","CH20A54055","2010-09-10","M","B102","","PM-A","CH21","","","2010-09-10"]
["10002224","UF24","UNITE D'ULTRA FILTRATION","CH21/S099","Dispo","CENTRASETTE 5","GH336  (DSU 103-2)","FILTRON","","STOCK  C","OUT  APPR OAPP QAPP","1991-10-22","CH20A54052","2010-09-10","M","","","PM-A","CH21","","STOCK  CC(B1045)","2010-09-10"]
["10000148","UF26","SUPPORT ULTRA FILTRATION","CH21/P122","Zone DSP4","PELLICON INOX","(DSU 105-4)","FILTRON","SMF_DSP_r-hLH","B1036","PROD GMP  APPR OAPP QAPP","1993-06-08","CH20A54055","2010-09-10","M","B102","X","PM-A","CH21","","","2010-09-10"]
["10000101","UF28","CARTER DE FILTRATION","CH21/P121","Zone  DSP1","100SASM","F4889J","","BULK INT.LH","B1017","PROD GMP  BUS  APPR OAPP QAPP","1993-03-08","CH20A54055","2010-09-10","M","B102","X","PM-A","CH21","","","2010-09-10"]
["10002222","UF29","CARTER DE FILTRATION","CH21/P101","Tech Biotech","100SASM","(DSF 103-4)","","","A0129","PROD GMP  APPR OAPP QAPP","1993-03-08","CH20A54055","2010-09-10","M","B101","","PM-A","CH21","","","2010-09-10"]
["10002221","UF30","CARTER DE FILTRATION 10'","CH21/P122","Zone DSP4","SAS","(DSF 103-1)","PALL (SCHWEIZ) AG.","","A0153","PROD APPR OAPP QAPP","1990-02-01","CH20A54055","2010-09-10","M","B101","","PM-A","CH21","","","2010-09-10"]
["10002218","UF34","CARTER DE FILTRATION","CH21/P152","Zone Production DSP","ZLK 9010 G23H4","09405K","PALL (SCHWEIZ) AG.","","A1023","PROD APPR OAPP QAPP","1990-01-01","CH20A54055","2010-09-10","M","B101","","PM-A","CH21","","","2010-09-10"]
["10003333","UF36","CARTER DE FILTRATION","CH21/S099","Dispo","SASM011G23BJ","-","PALL (SCHWEIZ) AG.","","?  (B101","OUT  GMP  APPR OAPP QAPP","1990-01-01","CH20A54052","2010-09-10","M","","","PM-A","CH21","","?  (B10121","2010-09-10"]
["10002216","UF39","CARTER DE FILTRATION","CH21/S099","Dispo","SASM011G23BJ","-","PALL (SCHWEIZ) AG.","","? (B1012","OUT  APPR OAPP QAPP","1990-01-01","CH20A54052","2010-09-10","M","","","PM-A","CH21","","? (B10129","2010-09-10"]
["10002825","UF40","CARTER DE FILTRATION","CH21/S099","Dispo","SASM012G23BJV","F5443G","PALL (SCHWEIZ) AG.","","HS  (B10","OUT  GMP  APPR OAPP QAPP","1990-01-01","CH20A54052","2010-09-10","M","","","PM-A","CH21","","HS  (B10119","2010-09-10"]
["10002917","UF41","CARTER DE FILTRATION 20\"","CH21/P120","Zone  DSP3","SASM012G23BJV","F1153G","PALL (SCHWEIZ) AG.","","B10128","PROD GMP  APPR OAPP QAPP","1990-01-01","CH20A54055","2010-09-10","M","B102","","PM-A","CH21","","","2010-09-10"]
["10002215","UF42","CARTER DE FILTRATION","CH21/S099","Dispo","MILLIDISK","-","PALL (SCHWEIZ) AG.","","STOCK  (","OUT  APPR OAPP QAPP","1990-01-01","CH20A54052","2010-09-10","M","","","PM-A","CH21","","STOCK  (B10121","2010-09-10"]
["10000187","UF44","CARTER DE PREFILTRE","CH21/P170/____UP05","UNITE  SUDMO.","SASM052G31BJV","-","PALL (SCHWEIZ) AG.","","B0142","PROD GMP  BUS  APPR OAPP QAPP","1990-01-01","CH20A54055","2010-09-10","M","B102","","PM-A","CH21","","","2010-09-10"]
["10001139","UF45","SUPPORT D'ULTRAFILTRATION","CH21/P101/____UF45","SUPPORT D'ULTRAFILTRATION","PELLICON","CP5AM4170","MILLIPORE","","B10105","PROD GMP  APPR OAPP QAPP","1995-04-01","CH20A54055","2010-09-10","M","B102","","PM-A","CH21","","","2010-09-10"]
["10004298","UF46","CARTER DE FILTRE 20\"","CH21/P101","Tech Biotech","SASM012G23BJV","F7161J","PALL (SCHWEIZ) AG.","","B1093","PROD GMP  APPR OAPP QAPP","1995-05-01","CH20A54055","2010-09-10","M","B102","","PM-A","CH21","","","2010-09-10"]
["10001040","UF54","Ultrafiltration system Millipore","CH21/P122","Zone DSP4","PELLICON MSP006969","MSP006969","MILLIPORE","SMF_DSP_r-hFSH SAM F","B10150","PROD GMP  APPR OAPP QAPP","1997-04-01","CH20A54055","2010-09-10","M","B102","","PM-F","CH21","","","2010-09-10"]
["10000276","UF56","ULTRAFILTRATION SYSTEM","CH21/P122/____UF56","ULTRAFILTRATION SYSTEM","VIRESOLVE MSP006969","MSP006969","MILLIPORE","","B10127","PROD GMP  APPR OAPP QAPP","1997-04-01","CH20A54055","2010-09-10","M","B102","","PM-A","CH21","","","2010-09-10"]
["10001185","UF57","ULTRAFILTRATION SYSTEM","CH21/P122/____UF57","ULTRAFILTRATION SYSTEM","PELLICON MSP006969","MSP006969","MILLIPORE","SMF_DSP_r-hFSH","B10148","PROD GMP  BUS  APPR OAPP QAPP","1997-04-01","CH20A54055","2010-09-10","M","B102","","PM-A","CH21","","","2010-09-10"]
["10000974","UF60","SYSTEME D'ULTRAFILTRATION","CH21/P152/____UF60","UNITE FILT.-SUP. CASSETTE","PELLICON","N/A","MILLIPORE","","A1023","PROD GMP  APPR OAPP QAPP","1996-07-01","CH20A54055","2010-09-10","M","B101","","PM-A","CH21","","","2010-09-10"]
["10002211","UF61","ULTRAFILTRATION UNIT","CH21/S099","Dispo","","","","","PJ105","OUT  APPR OAPP QAPP","1990-01-01","CH20A54052","2010-09-10","M","","","PM-A","CH21","","PJ105","2010-09-10"]
["10002210","UF62","ULTRAFILTRATION UNIT","CH21/S099","Dispo","","","","","PJ105","OUT  APPR OAPP QAPP","1990-01-01","CH20A54052","2010-09-10","M","","","PM-A","CH21","","PJ105","2010-09-10"]
["10002209","UF63","ULTRAFILT. VIRUS REMOVAL","CH21/S099","Dispo","","","","","PJ105","OUT  APPR OAPP QAPP","1990-01-01","CH20A54052","2010-09-10","M","","","PM-A","CH21","","PJ105","2010-09-10"]
["10003488","UF65","SYSTEME D'ULTRAFILTRATION","CH21/P152","Zone Production DSP","PELLICON","N/A","MILLIPORE","","A1023","PROD GMP  BUS  APPR OAPP QAPP","1996-08-01","CH20A54055","2010-09-10","M","B101","","PM-A","CH21","","","2010-09-10"]
["10002206","UF67","CARTER SEAKLEEN 5\"","CH21/P101","Tech Biotech","ZLK9010G23H4","56172M3","PALL (SCHWEIZ) AG.","","A0129","PROD GMP  APPR OAPP QAPP","1997-01-29","CH20A54055","2010-09-10","M","B101","","PM-A","CH21","","","2010-09-10"]
["10002204","UF69","CARTER SEAKLEEN 5\"","CH21/P101","Tech Biotech","ZLK9010G23H4","56172M1","PALL (SCHWEIZ) AG.","","A0129","PROD GMP  APPR OAPP QAPP","1997-01-29","CH20A54055","2010-09-10","M","B101","","PM-A","CH21","","","2010-09-10"]
["10002201","UF72","CARTER  10\"","CH21/P101","Tech Biotech","SASM011623BJV","58191N2","PALL (SCHWEIZ) AG.","","A0129","PROD GMP  APPR OAPP QAPP","1997-01-29","CH20A54055","2010-09-10","M","B101","","PM-A","CH21","","","2010-09-10"]
["10000143","UF80","SYSTEME DE FILTRATION","CH21/P122","Zone DSP4","PELLICON","N/A","MILLIPORE","SMF_DSP_r-hLH","B1036","PROD GMP  APPR OAPP QAPP","1993-03-01","CH20A54055","2010-09-10","M","B102","","PM-A","CH21","","","2010-09-10"]
["10000100","UF81","SYSTEME ULTRAFILTRATION","CH21/P128","Zone  DSP2","OMEGA","N/A","FILTRON","SMF_DSP_r-hLH","B1036","PROD GMP  APPR OAPP QAPP","1997-07-17","CH20A54055","2010-09-10","M","B102","X","PM-A","CH21","","","2010-09-10"]
["10002920","UF84","SYSTEME ULTRAFILTRATION","CH21/P122","Zone DSP4","CENTRASETTE 5","GH","FILTRON","SMF_DSP_r-hLH","B1036","PROD GMP  APPR OAPP QAPP","1997-08-01","CH20A54055","2010-09-10","M","B102","","PM-A","CH21","","","2010-09-10"]
["10002176","UF85","SYSTEME ULTRAFILTRATION","CH21/P122","Zone DSP4","OMEGA","N/A","FILTRON","SMF_DSP_r-hLH","B1036","PROD GMP  APPR OAPP QAPP","1997-09-01","CH20A54055","2010-09-10","M","B102","","PM-A","CH21","","","2010-09-10"]
["10002173","UF91","CARTER DE FILTRATION","CH21/P101","Tech Biotech","SASMO11G23BJV","F5298G","PALL (SCHWEIZ) AG.","","STOCK CA","PROD GMP  APPR OAPP QAPP","1998-01-01","CH20A54055","2010-09-10","M","","","PM-A","CH21","","","2010-09-10"]
["10002172","UF92","CARTER DE FILTRATION","CH21/P101","Tech Biotech","SASMO11G23BJV","F5298G","PALL (SCHWEIZ) AG.","","STOCK CA","PROD GMP  APPR OAPP QAPP","1998-01-01","CH20A54055","2010-09-10","M","","","PM-A","CH21","","","2010-09-10"]
["10002166","UF98","CARTER DE FILTRATION 10\"","CH21/P120","Zone  DSP3","SASM011G23BJV","F4779H","PALL (SCHWEIZ) AG.","","B10128","PROD GMP  APPR OAPP QAPP","1990-01-01","CH20A54055","2010-09-10","M","B102","","PM-F","CH21","","","2010-09-10"]
["10002165","UF99","CARTER DE FILTRATION 10\"","CH21/P101","Tech Biotech","SASM011G23BJ","","PALL (SCHWEIZ) AG.","","STOCK CA","PROD GMP  APPR OAPP QAPP","1990-01-01","CH20A54055","2010-09-10","M","","","PM-A","CH21","","","2010-09-10"]
["10045647","UN02","UN02    Neutralisation Commande","CH21/S099","Dispo","N/A","N/A","TECHFINA SA","","B00TENTE","STO  EHS  APPR OAPP QAPP","2011-05-30","CH20A54052","2011-05-30","M","B107","","PM-C5","CH21","","","2011-06-01"]
["10075871","UN03","UN03    Neutralisation Commande","CH21/U840/____UN03","UNITE DE NEUTRALISATION","N/A","N/A","Alpha Wasser Technik","","T0001","PROD EHS  BUS  APPR OAPP QAPP","2018-03-01","CH20A54052","2018-03-15","M","B114","","PM-C5","CH21","","","2018-02-23"]
["10000955","UP03","UNITE PREPARATION SUD","CH21/P128/____UP03","UNITE PREPARATION SUD","LIGNE 1 SUD","LIGNE 1 SUD","CHAPPAZ BLAISE","SMF_DSP_r-hIFN G2SFM","B1030","PROD GMP  BUS  APPR OAPP QAPP","1990-01-01","CH20A54055","2010-09-10","M","B102","","PM-A","CH21","","","2010-09-10"]
["10000715","UP04","UNITE PREPARATION NORD","CH21/P128/____UP04","UNITE PREPARATION NORD","LIGNE 2 NORD","LIGNE 2 NORD","CHAPPAZ BLAISE","SMF_DSP_r-hIFN G2SFM","B1030","PROD GMP  BUS  APPR OAPP QAPP","1990-01-01","CH20A54055","2010-09-10","M","B102","","PM-A","CH21","","","2010-09-10"]
["10000640","UP05LV001","UNITE CIP.  SUDMO.","CH21/P170/____UP05/LV001","UNITE CIP.  SUDMO.","SECTION 1000-1500","0-0010/15","SUEDMO AG (SCHWEIZ)","","B0143","PROD GMP  BUS  APPR OAPP QAPP","1993-12-01","CH20A54055","2010-09-10","M","B102","","PM-A","CH21","","","2010-09-10"]
["10000253","UP05RE001","UNITE HARVEST  SUDMO.","CH21/P170/____UP05/RE001","UNITE HARVEST  SUDMO.","SECTION 1400","163/3","SUEDMO AG (SCHWEIZ)","","B0160","PROD GMP  BUS  APPR OAPP QAPP","1994-01-04","CH20A54055","2010-09-10","M","B102","","PM-A","CH21","","","2010-09-10"]
["10000432","UP05UP001","PREPARATION MILIEU SUDMO.","CH21/P170/____UP05/UP001","PREPARATION MILIEU SUDMO.","SECTION 1100-1200-1300","163/2-163/1-161","SUEDMO AG (SCHWEIZ)","","B0142","PROD GMP  BUS  APPR OAPP QAPP","1993-12-01","CH20A54055","2010-09-10","M","B102","","PM-A","CH21","","","2010-09-10"]
["10000713","UP06","PREP.& STOCK TAMPONS","CH21/P122/____UP06","PREP.& STOCK TAMPONS","","N/A","MAVAG VERFAHRENSTECHNIK AG.","SMF_DSP_","B10145","PROD GMP  BUS  APPR OAPP QAPP","1997-05-01","CH20A54055","2010-09-10","M","B102","","PM-A","CH21","","","2010-09-10"]
["10000538","UP07MG001","UP07MG001    Cuve de formulation mobile","CH21/P302/____UP07","UNITE DE FORMULATION","N/A","N/A","BIOENGINEERING AG","","M","PROD GMP  BUS  APPR OAPP QAPP","1999-07-01","CH20A54057","2010-09-10","M","B103","","PM-D1","CH21","","","2010-09-10"]
["10000415","UP07MG002","UP07MG002     Cuve de formulation mobile","CH21/P302/____UP07","UNITE DE FORMULATION","N/A","N/A","BIOENGINEERING AG","","M","PROD GMP  BUS  APPR OAPP QAPP","1999-07-01","CH20A54057","2010-09-10","M","B103","","PM-D1","CH21","","","2010-09-10"]
["10000317","UP07MG003","Cuve de transfert   UP07MG03","CH21/P302/____UP07","UNITE DE FORMULATION","N/A","N/A","BIOENGINEERING AG","","M0025","PROD GMP  BUS  APPR OAPP QAPP","1999-07-01","CH20A54057","2010-09-10","M","B103","","PM-D1","CH21","","","2010-09-10"]
["10000404","UP07MG004","UP07MG004     Cuve de formulation mobile","CH21/P302/____UP07","UNITE DE FORMULATION","N/A","N/A","BIOENGINEERING AG","","M0025","PROD GMP  BUS  APPR OAPP QAPP","1990-01-01","CH20A54057","2010-09-10","M","B103","","PM-D1","CH21","","","2010-09-10"]
["10000258","UP20","Solvant, système de distribution ( P301)","CH21/P128/____UP20","Solvant, système de distribution","PID- P301-LSA-10002","N/A","","","B0173","PROD GMP  BUS  APPR OAPP QAPP","2006-02-01","CH20A54055","2010-09-10","M","B102","","PM-A","CH21","","","2010-09-10"]
["10000254","UP21","Préparation /distribution tampon (P301)","CH21/P128/____UP21","Préparation et distribution tampon","P301-LSA-PF-10001","N/A","","SMF_DSP_r-hIFN G2SFM","B1031-B1","PROD GMP  BUS  APPR OAPP QAPP","2006-12-31","CH20A54055","2010-09-10","M","B102","","PM-A","CH21","","","2010-09-10"]
["10060069","UP23","Unité de récolte de Solvant","CH21/P305","Pharmaceutical - ligne 5","ECO 1001","150407/1","APACO AG","","B0194","PROD EHS  BUS  APPR OAPP QAPP","2012-07-25","CH20A54057","2012-12-21","M","B102","","PM-D1","CH21","","","2012-07-25"]
["10062428","UP24","Effluents, système de gestion automatisé","CH21/P128","Zone  DSP2","N/A","N/A","ALRO ENGINEERING SA","","B1073","PROD EHS  APPR OAPP QAPP","2013-07-12","CH20A54055","2013-08-09","M","B102","","PM-A","CH21","","","2013-09-27"]
["10001035","US01RS001","RESERVOIR DE STOCKAGE","CH21/U820/____US01/RS001","RESERVOIR DE STOCKAGE","MBR.","","NEW MBR","","B0173","PROD APPR OAPP QAPP","1990-08-01","CH20A54052","2010-09-10","M","B102","","PM-C5","CH21","","","2010-10-05"]
["10001034","US01RS001FT001","FILTRE A AIR","CH21/U820/____US01/RS001FT001","FILTRE A AIR","P-EG0027/P-SRF05/25","","NEW MBR","","B0173","PROD APPR OAPP QAPP","1990-08-01","CH20A54052","2010-09-10","M","B102","","PM-C5","CH21","","","2010-10-05"]
["10001031","US01RS002","CUVE DE STERILISATION","CH21/U820/____US01/RS002","CUVE DE STERILISATION","MBR.","","NEW MBR","","B0173","PROD APPR OAPP QAPP","1990-08-01","CH20A54052","2010-09-10","M","B102","","PM-C5","CH21","","","2010-10-05"]
["10001025","US01RS002FT001","FILTRE A AIR","CH21/U820/____US01/RS002FT001","FILTRE A AIR","FFGRFR0001A","","NEW MBR","","B0173","PROD APPR OAPP QAPP","1990-08-01","CH20A54052","2010-09-10","M","B102","","PM-C5","CH21","","","2010-10-05"]
["10001029","US01RS002PO001","POMPE","CH21/U820/____US01/RS002PO001","POMPE","HYGIA-BLOC-1/20A","","NEW MBR","","B0173","PROD APPR OAPP QAPP","1990-08-01","CH20A54052","2010-09-10","M","B102","","PM-C5","CH21","","","2010-10-05"]
["10001030","US01RS003","CUVE  CHAUFFE-HUILE","CH21/U820/____US01/RS003","CUVE  CHAUFFE-HUILE","MBR.","","NEW MBR","","B0173","PROD APPR OAPP QAPP","1990-08-01","CH20A54052","2010-09-10","M","B102","","PM-C5","CH21","","","2010-10-05"]
["10001028","US01TL001","TABLEAU DE COMMANDE","CH21/U820/____US01/TL001","TABLEAU DE COMMANDE","MBR.","","NEW MBR","","B1096","PROD APPR OAPP QAPP","1990-08-01","CH20A54052","2010-09-10","M","B102","","PM-C5","CH21","","","2010-10-05"]
["10000090","US02","TUNNEL DE STERILISATION","CH21/P302/____US02","TUNNEL DE STERILISATION","DHT3670","50804","BAUSCH + STROEBEL","SMF_FDF_2","M0005-M0","PROD GMP  BUS  APPR OAPP QAPP","1999-07-01","CH20A54057","2010-09-10","M","B103","","PM-D1","CH21","","","2010-10-05"]
["10041018","US04","US04   Tunnel de stérilisation","CH21/P306","Pharmaceutical - ligne 6","DHT3670","55273","BAUSCH + STROEBEL","","B0039","PROD GMP  BUS  APPR OAPP QAPP","2010-12-22","CH20A54057","2010-10-07","M","B102","","PM-D1","CH21","","","2012-05-21"]
["10079215","US05","US05 : Tunnel de dépytogénation","","","","","","","","CON  GMP  EHS  BUS  NAPP",null,"","2018-08-27","M","","","","CH21","",""]
["10065740","UT","Bain à ultrason","CH21/S400","Quality Control","USC2100T","T2180100539","VWR INTERNATIONAL","","A1074","PROD APPR OAPP QAPP","2014-08-28","CH20A55050","2014-09-04","M","B101","","PM-V1","CH21","","","2014-09-05"]
["10067615","UT","Bain à ultrason","CH21/P101","Tech Biotech","USC600T","T250102802","VWR INTERNATIONAL","","A0129","PROD GMP  APPR OAPP QAPP","2015-03-01","CH20A54055","2015-05-06","M","B101","","PM-F","CH21","","","2015-03-01"]
["10003054","UT03","BAIN ULTRASON","CH21/S099","Dispo","T890","901561112","ELGASONIC","","A1033","OUT  APPR OAPP QAPP","1993-09-01","CH20A54052","2010-09-10","M","B101","","PM-A","CH21","","A1033","2010-09-10"]
["10004301","UT06","BAIN ULTRASON","CH21/S400","Quality Control","TEC15","951091","TELSONIC","","A1066","PROD APPR OAPP QAPP","1996-01-19","CH20A55050","2010-09-10","M","B101","","PM-V1","CH21","","","2010-09-10"]
["10003529","UT08","BAIN ULTRASON","CH21/S400","Quality Control","RK103H","326034084","BANDELIN ELECTRONIC","","A1080","PROD APPR OAPP QAPP","1998-01-26","CH20A55050","2010-09-10","M","B101","","PM-V1","CH21","","","2010-09-10"]
["10001700","UT09","BAIN ULTRASON chauffant","CH21/S400","Quality Control","3510E-MTH","EMB 9801510F","BRANSON ULTRASONIC SA","","A1017","PROD APPR OAPP QAPP","2004-10-27","CH20A55050","2010-09-10","M","B101","","PM-V1","CH21","","","2010-09-10"]
["10046457","UV","Cellule UV- flow cell","CH21/P120","Zone  DSP3","18-1000-64/5MM","","PHARMACIA-TEST","","B10128","PROD GMP  BUS  APPR OAPP QAPP","2011-09-05","CH20A54055","2011-09-05","M","B102","","PM-F","CH21","","","2011-09-05"]
["10046459","UV","Cellule UV- flow cell","CH21/P120","Zone  DSP3","18-1000-64/5MM","","PHARMACIA-TEST","","B10128","PROD GMP  BUS  APPR OAPP QAPP","2011-09-05","CH20A54055","2011-09-05","M","B102","","PM-F","CH21","","","2011-09-05"]
["10047359","UV","Système calibration d'UV EASYCAL","CH21/P128","Zone  DSP2","MOD-EC-HNN","33649","WEDGEWOOD TECHNOLOGY INC","","B1073","PROD GMP  APPR OAPP QAPP","2007-01-01","CH20A54055","2011-11-30","M","B102","","PM-F","CH21","","","2007-01-01"]
["10047360","UV","Système calibration d'UV EASYCAL","CH21/P128","Zone  DSP2","MOD-EC-HNN","33547","WEDGEWOOD TECHNOLOGY INC","","B1073","PROD GMP  APPR OAPP QAPP","2007-01-01","CH20A54055","2011-11-30","M","B102","","PM-F","CH21","","","2007-01-01"]
["10055951","UV","Module UV","CH21/P101","Tech Biotech","UV920","1508301","1000001473","","B10148","PROD GMP  APPR OAPP QAPP","2011-11-01","CH20A54055","2011-12-28","M","B102","","PM-F","CH21","","","2012-01-01"]
["10055952","UV","Module UV","CH21/P128","Zone  DSP2","UV920","1508302","1000001473","","B1036","PROD GMP  APPR OAPP QAPP","2011-11-01","CH20A54055","2011-12-28","M","B102","","PM-F","CH21","","","2012-01-01"]
["10055955","UV","Cellule UV industrial peek","CH21/P101","Tech Biotech","18113456","003800","GE HEALTHCARE EUROPE GMBH","","B10105","PROD GMP  APPR OAPP QAPP","2011-11-01","CH20A54055","2011-12-28","M","B102","","PM-F","CH21","","","2012-01-01"]
["10055957","UV","Cellule UV industrial peek","CH21/P121","Zone  DSP1","18113456","003794","GE HEALTHCARE EUROPE GMBH","","B1020","PROD GMP  APPR OAPP QAPP","2011-11-01","CH20A54055","2011-12-28","M","B102","","PM-F","CH21","","","2012-01-01"]
["10055958","UV","Cellule UV industrial peek","CH21/P101","Tech Biotech","18113456","003793","1000001473","","B10148","PROD GMP  APPR OAPP QAPP","2011-11-01","CH20A54055","2011-12-28","M","B102","","PM-F","CH21","","","2012-01-01"]
["10055959","UV","Cellule UV industrial peek","CH21/P101","Tech Biotech","18113456","003792","GE HEALTHCARE EUROPE GMBH","","B10105","PROD GMP  APPR OAPP QAPP","2011-11-01","CH20A54055","2011-12-28","M","B102","","PM-F","CH21","","","2012-01-01"]
["10059345","UV","DETECTEUR UV CHAINE HPLC","CH21/S099","Dispo","2484","DO3487404M","WATERS AG","","A0145","STO  BUS  APPR OAPP QAPP","2009-12-01","CH20A54055","2012-08-28","M","B101","","","CH21","","","2012-08-28"]
["10064294","UV","HPLC: Visible detector UV","CH21/P101","Tech Biotech","WATERS 2489","W2KAJQ091M","WATERS AG","","A0129","PROD GMP  APPR OAPP QAPP","2012-12-01","CH20A54055","2014-01-28","M","B101","","PM-V1","CH21","","","2014-03-01"]
["10065613","UV","Détecteur UV","CH21/P121","Zone  DSP1","UVD2.1S","FOP142800001","KNAUER","","B1023","PROD GMP  APPR OAPP QAPP","2014-07-01","CH20A54055","2014-08-05","M","B102","","PM-F","CH21","","","2014-08-05"]
["10066056","UV","Moniteur UV","CH21/P101","Tech Biotech","UVIS920","1870075","1000001473","","B1020","PROD GMP  APPR OAPP QAPP","2014-09-01","CH20A54055","2014-10-27","M","B102","","PM-F","CH21","","","2014-11-01"]
["10066057","UV","Moniteur UV","CH21/P101","Tech Biotech","UVIS920","1870076","1000001473","","B1036","PROD GMP  APPR OAPP QAPP","2014-09-01","CH20A54055","2014-10-27","M","B102","","PM-F","CH21","","","2014-11-01"]
["10066058","UV","Moniteur UV","CH21/P101","Tech Biotech","UVIS920","1876552","1000001473","","B10105","PROD GMP  APPR OAPP QAPP","2014-09-01","CH20A54055","2014-10-27","M","B102","","PM-F","CH21","","","2014-11-01"]
["10066059","UV","Moniteur UV","CH21/P101","Tech Biotech","UVIS920","1876554","1000001473","","B1022","PROD GMP  APPR OAPP QAPP","2014-09-01","CH20A54055","2014-10-27","M","B102","","PM-F","CH21","","","2014-11-01"]
["10066255","UV","Cellule UV","CH21/P122","Zone DSP4","OUSAF44-B1A0","J3018417W00","ENDRESS+HAUSER METSO AG","","B10148","PROD GMP  APPR OAPP QAPP","2014-03-04","CH20A54055","2014-11-27","M","B102","","PM-F","CH21","","","2014-10-06"]
["10066256","UV","Cellule UV","CH21/P122","Zone DSP4","OUSAF44-B1A0","JB001517W00","ENDRESS+HAUSER METSO AG","","B10148","PROD GMP  APPR OAPP QAPP","2014-11-03","CH20A54055","2014-11-27","M","B102","","PM-F","CH21","","","2014-11-03"]
["10068240","UV","Cellule UV 10mm","CH21/P101","Tech Biotech","10MM","1960313","GE HEALTHCARE EUROPE GMBH","","A0129","PROD GMP  APPR OAPP QAPP","2015-03-01","CH20A54055","2015-08-03","M","B101","","PM-F","CH21","","","2015-03-01"]
["10068242","UV","Cellule UV 10mm","CH21/P101","Tech Biotech","10MM","1960315","GE HEALTHCARE EUROPE GMBH","","A0129","PROD GMP  APPR OAPP QAPP","2015-03-01","CH20A54055","2015-08-03","M","B101","","PM-F","CH21","","","2015-03-01"]
["10068243","UV","Cellule UV 10mm","CH21/P122","Zone DSP4","10MM","1942094","GE HEALTHCARE EUROPE GMBH","","B1036","PROD GMP  APPR OAPP QAPP","2015-03-01","CH20A54055","2015-08-03","M","B102","","PM-F","CH21","","","2015-03-01"]
["10068244","UV","Cellule UV 10mm","CH21/P101","Tech Biotech","10MM","2993","GE HEALTHCARE EUROPE GMBH","","A0129","PROD GMP  APPR OAPP QAPP","2015-03-01","CH20A54055","2015-08-03","M","B101","","PM-F","CH21","","","2015-03-01"]
["10068245","UV","Cellule UV 10mm","CH21/P122","Zone DSP4","10MM","1960312","GE HEALTHCARE EUROPE GMBH","","B1036","PROD GMP  APPR OAPP QAPP","2015-03-01","CH20A54055","2015-08-03","M","B102","","PM-F","CH21","","","2015-03-01"]
["10068246","UV","Cellule UV 10mm","CH21/P101","Tech Biotech","10MM","1960314","GE HEALTHCARE EUROPE GMBH","","A0129","PROD GMP  APPR OAPP QAPP","2015-03-01","CH20A54055","2015-08-03","M","B101","","PM-F","CH21","","","2015-03-01"]
["10068247","UV","Cellule UV 2mm","CH21/P101","Tech Biotech","2MM","0016776","GE HEALTHCARE EUROPE GMBH","","A0129","PROD GMP  APPR OAPP QAPP","2015-03-01","CH20A54055","2015-08-03","M","B101","","PM-F","CH21","","","2015-03-01"]
["10068248","UV","Cellule UV 2mm","CH21/P101","Tech Biotech","2MM","17740","GE HEALTHCARE EUROPE GMBH","","A0129","PROD GMP  APPR OAPP QAPP","2015-03-01","CH20A54055","2015-08-03","M","B101","","PM-F","CH21","","","2015-03-01"]
["10068249","UV","Cellule UV 2mm","CH21/P101","Tech Biotech","2MM","00239944","GE HEALTHCARE EUROPE GMBH","","A0129","PROD GMP  APPR OAPP QAPP","2015-03-01","CH20A54055","2015-08-03","M","B101","","PM-F","CH21","","","2015-03-01"]
["10068250","UV","Cellule UV 2mm","CH21/P101","Tech Biotech","2MM","0022965","GE HEALTHCARE EUROPE GMBH","","A0129","PROD GMP  APPR OAPP QAPP","2015-03-01","CH20A54055","2015-08-03","M","B101","","PM-F","CH21","","","2015-03-01"]
["10068251","UV","Cellule UV 2mm","CH21/P101","Tech Biotech","2MM","17743","GE HEALTHCARE EUROPE GMBH","","A0129","PROD GMP  APPR OAPP QAPP","2015-03-01","CH20A54055","2015-08-03","M","B101","","PM-F","CH21","","","2015-03-01"]
["10068252","UV","Moniteur UV Industrielle","CH21/P122","Zone DSP4","UVIS920","1940169","GE HEALTHCARE EUROPE GMBH","","B1036","PROD GMP  APPR OAPP QAPP","2015-03-01","CH20A54055","2015-08-03","M","B102","","PM-F","CH21","","","2015-03-01"]
["10068253","UV","Moniteur UV Industrielle","CH21/P101","Tech Biotech","UVIS920","1940251","GE HEALTHCARE EUROPE GMBH","","B1022","PROD GMP  APPR OAPP QAPP","2015-03-01","CH20A54055","2015-08-03","M","B102","","PM-F","CH21","","","2015-03-01"]
["10068339","UV","Cellule UV 10mm","CH21/P101","Tech Biotech","10MM","1970707","GE HEALTHCARE EUROPE GMBH","","A0129","PROD GMP  APPR OAPP QAPP","2015-03-01","CH20A54055","2015-08-24","M","B101","","PM-F","CH21","","","2015-03-01"]
["10068340","UV","Cellule UV 10mm","CH21/P101","Tech Biotech","10MM","1970709","GE HEALTHCARE EUROPE GMBH","","A0129","PROD GMP  APPR OAPP QAPP","2015-03-01","CH20A54055","2015-08-24","M","B101","","PM-F","CH21","","","2015-03-01"]
["10068892","UV","Lampe UV.  366nm","CH21/S400","Quality Control","366NM","1132030001","","","K0015","PROD GMP  APPR OAPP QAPP","2015-11-25","CH20A55050","2015-11-26","M","B104","","PM-V1","CH21","","","2015-11-25"]
["10069287","UV","Detecteur TUV","CH21/S400/___HP539","Chaîne UPLC  Aquity","AQUITY TUV","L15TUV912A","WATERS TA INSTRUMENTS SA","","A1066","PROD GMP  APPR OAPP QAPP","2016-02-10","CH20A55050","2016-02-04","M","B101","","PM-V1","CH21","","","2016-02-10"]
["10070140","UV","Détecteur TUV ,   Acquity UPLC","CH21/P150/___HP549","Chaîne UPLC  Aquity     HP549","AQUITY 186015031","L15TUV916A","WATERS AG","","A1017","PROD GMP  APPR OAPP QAPP","2016-04-27","CH20A54055","2016-05-25","M","B101","","PM-V1","CH21","","","2016-04-27"]
["10070211","UV","Détecteur UV-visible","CH21/S400/___HP550","HP550   Chaîne HPLC   Alliance","2489","B1687E952A","WATERS AG","","A1066","PROD GMP  APPR OAPP QAPP","2016-04-04","CH20A55050","2016-06-13","M","B101","","PM-V1","CH21","","","2016-07-01"]
["10070215","UV","Détecteur UV-visible","CH21/S400/___HP551","HP551   Chaîne HPLC   Alliance","2489","B1687E958A","WATERS AG","","A1066","PROD GMP  APPR OAPP QAPP","2016-04-04","CH20A55050","2016-06-13","M","B101","","PM-V1","CH21","","","2016-07-01"]
["10072436","UV","Détecteur UV-visible","CH21/S400/___HP552","HP552   Chaîne HPLC   Alliance","2489B","C1787E776A","WATERS AG","","A1069","PROD GMP  BUS  APPR OAPP QAPP","2017-05-01","CH20A55050","2017-05-24","M","B101","","PM-V1","CH21","","","2017-06-15"]
["10072439","UV","Détecteur UV-visible","CH21/S400/___HP553","HP553 Chaîne HPLC   Alliance","2489","C1787E785A","WATERS AG","","A1066","PROD GMP  BUS  APPR OAPP QAPP","2017-05-01","CH20A55050","2017-05-24","M","B101","","PM-V1","CH21","","","2017-07-01"]
["10072442","UV","Détecteur UV","CH21/S400/___HP554","HP554   Chaîne UPLC  Aquity","ACQUITY UPLC TUV","C17TUV464A","WATERS AG","","A1066","PROD GMP  BUS  APPR OAPP QAPP","2017-05-01","CH20A55050","2017-05-24","M","B101","","PM-V1","CH21","","","2017-07-01"]
["10072694","UV","Détecteur UV 2489","CH21/P150/___HP555","HP555  Chaîne HPLC   Alliance","2489","E1787E131A","WATERS AG","","A1017","PROD GMP  APPR OAPP QAPP","2017-06-21","CH20A54055","2017-07-19","M","B101","","PM-V1","CH21","","","2017-08-01"]
["10074388","UV","Cellule UV industrial peek","CH21/P122","Zone DSP4","290049498","2206945","GE HEALTHCARE EUROPE GMBH","","B10148","PROD GMP  APPR OAPP QAPP","2017-12-12","CH20A54055","2017-12-13","M","B102","","PM-V1","CH21","","","2017-12-12"]
["10000844","UV106","Détecteur UV HPLC WATERS","CH21/P150/___HP546","Chaîne  HPLC   Alliance","2487","K97487240N","WATERS AG","","A1017","PROD GMP  APPR OAPP QAPP","1997-11-01","CH20A54055","2010-09-10","M","B101","","PM-V1","CH21","","A1066","2010-09-10"]
["10003369","UV110","SINGLE PATH MONITOR CONT.","CH21/P101","Tech Biotech","19-2888-02 CONTROLE UNIT","A1 000371","","","B10150","PROD GMP  APPR OAPP QAPP","1990-01-01","CH20A54055","2010-09-10","M","B102","","PM-F","CH21","","","2010-09-10"]
["10001059","UV121","DETECTEUR UV","CH21/S400/___HP527","Chaîne HPLC  600  13/14","WATERS 2487","G98487719M","VARIAN INTERNATIONAL AG","","A1066","PROD GMP  APPR OAPP QAPP","1998-09-01","CH20A55050","2010-09-10","M","B101","","PM-V1","CH21","","","2010-09-10"]
["10005436","UV124","SINGLE PATH MONITOR OPTICAL UNIT","CH21/P101","Tech Biotech","OPTICAL UNIT","56102809C9002984","","","B1094","PROD GMP  APPR OAPP QAPP","1990-01-01","CH20A54055","2010-09-10","M","B102","","PM-F","CH21","","","2010-09-10"]
["10005437","UV125","SINGLE PATH MONITOR CONTROL UNIT","CH21/P101","Tech Biotech","CONTROL UNIT","223393CONTROL","","","B1094","PROD GMP  APPR OAPP QAPP","1990-01-01","CH20A54055","2010-09-10","M","B102","","PM-F","CH21","","","2010-09-10"]
["10002495","UV126","SINGLE PATH MONITOR OPTI.","CH21/P101","Tech Biotech","OPTICAL UNIT 19-2506-01","226019","","","A1023","PROD GMP  APPR OAPP QAPP","1990-01-01","CH20A54055","2010-09-10","M","B101","","PM-F","CH21","","","2010-09-10"]
["10002561","UV127","SINGLE PATH MONITOR CONT.","CH21/P101","Tech Biotech","CONTROL UNIT 19-2507-01","221609","","","A1023","PROD GMP  APPR OAPP QAPP","1990-01-01","CH20A54055","2010-09-10","M","B101","","PM-F","CH21","","","2010-09-10"]
["10002967","UV128","SINGLE PATH MONITOR CONT.","CH21/P101","Tech Biotech","CONTROL UNIT 19-2507-01","X601232","","BULK FINAL LH","B1070","PROD GMP  APPR OAPP QAPP","1990-01-01","CH20A54055","2010-09-10","M","B102","","PM-F","CH21","","","2010-09-10"]
["10002522","UV133","Table UV pour photographie","CH21/S400","Quality Control","V TFX-20.M","994717","WITEC AG","","A1041","PROD APPR OAPP QAPP","1999-10-05","CH20A55050","2010-09-10","M","B101","","PM-V1","CH21","","","2010-09-10"]
["10001094","UV135","DETECTEUR UV CHAINE HPLC","CH21/P152/___HP529","Chaîne HPLC  Alliance 17/18","2487","L00487322M","WATERS AG","","A1023","PROD GMP  APPR OAPP QAPP","2000-12-07","CH20A55050","2010-09-10","M","B101","","PM-V1","CH21","","","2010-10-05"]
["10000965","UV137","DETECTEUR UV CHAINE HPLC","CH21/S400/___HP536","systéme HPLC   Alliance","2487","E01487003F","WATERS AG","","A1039","PROD GMP  APPR OAPP QAPP","2001-06-21","CH20A55050","2010-09-10","M","B101","","PM-V1","CH21","","","2010-10-05"]
["10004647","UV139","SINGLE PATH MONITOR Optical.","CH21/P101","Tech Biotech","OPTICAL UNIT 19-2506-01","226776","GE HEALTHCARE EUROPE GMBH","","B10150","PROD GMP  APPR OAPP QAPP","1997-04-01","CH20A54055","2010-09-10","M","B102","","PM-F","CH21","","","2010-09-10"]
["10000563","UV141","DETECTEUR UV CHAINE HPLC","CH21/S400/___HP532","Chaîne HPLC  600  HP72","WATERS 486","MX61M7752M","WATERS AG","","A1039","PROD GMP  APPR OAPP QAPP","1990-01-01","CH20A55050","2010-09-10","M","B101","","PM-V1","CH21","","","2010-09-10"]
["10003520","UV142","SINGLE PATH MONITOR OPTI. ( ex.UV18)","CH21/P101","Tech Biotech","OPTICAL UNIT","224212","GE HEALTHCARE EUROPE GMBH","BULK FINAL LH","B1070","PROD GMP  APPR OAPP QAPP","1990-01-01","CH20A54055","2010-09-10","M","B102","","PM-F","CH21","","","2010-09-10"]
["10004033","UV145","Cellule UV     (ex: IPL)","CH21/P128","Zone  DSP2","CELLULE 2 POINTS","N/A","GE HEALTHCARE EUROPE GMBH","","B1073","PROD APPR OAPP QAPP","2005-10-01","CH20A54055","2010-09-10","M","B102","","PM-F","CH21","","","2010-09-10"]
["10004032","UV146","Cellule UV     (ex: IPL)","CH21/P120","Zone  DSP3","CELLULE 2 POINTS","N/A","GE HEALTHCARE EUROPE GMBH","","B1047","PROD APPR OAPP QAPP","2005-10-01","CH20A54055","2010-09-10","M","B102","","PM-F","CH21","","","2010-09-10"]
["10004031","UV147","Cellule UV     (ex: IPL)","CH21/P120","Zone  DSP3","CELLULE 2 POINTS","N/A","GE HEALTHCARE EUROPE GMBH","","B1047","PROD APPR OAPP QAPP","2005-10-01","CH20A54055","2010-09-10","M","B102","","PM-F","CH21","","","2010-09-10"]
["10004030","UV148","Cellule UV     (ex: IPL)","CH21/P120","Zone  DSP3","CELLULE 2 POINTS","N/A","GE HEALTHCARE EUROPE GMBH","","B1070","PROD APPR OAPP QAPP","2005-10-01","CH20A54055","2010-09-10","M","B102","","PM-F","CH21","","","2010-09-10"]
["10004029","UV149","Cellule UV     (ex: IPL)","CH21/P128","Zone  DSP2","CELLULE 2 POINTS","N/A","GE HEALTHCARE EUROPE GMBH","","B1036","PROD APPR OAPP QAPP","2005-10-01","CH20A54055","2010-09-10","M","B102","","PM-F","CH21","","","2010-09-10"]
["10002464","UV15","SINGLE PATH MONITOR OPTI.","CH21/P101","Tech Biotech","19-2887-02 OPTICAL UNIT","A1 000371","","","B1036","PROD GMP  APPR OAPP QAPP","1990-01-01","CH20A54055","2010-09-10","M","B102","","PM-F","CH21","","","2010-09-10"]
["10004028","UV150","Cellule UV     (ex: IPL)","CH21/P120","Zone  DSP3","CELLULE 2 POINTS","N/A","GE HEALTHCARE EUROPE GMBH","","B10128","PROD APPR OAPP QAPP","2005-10-01","CH20A54055","2010-09-10","M","B102","","PM-F","CH21","","","2010-09-10"]
["10004027","UV151","Cellule UV     (ex: IPL)","CH21/P128","Zone  DSP2","CELLULE 2 POINTS","N/A","GE HEALTHCARE EUROPE GMBH","","B1036","PROD APPR OAPP QAPP","2005-10-01","CH20A54055","2010-09-10","M","B102","","PM-F","CH21","","","2010-09-10"]
["10004026","UV152","Cellule UV     (ex: IPL)","CH21/P120","Zone  DSP3","CELLULE 2 POINTS","N/A","GE HEALTHCARE EUROPE GMBH","","B1047","PROD APPR OAPP QAPP","2005-10-01","CH20A54055","2010-09-10","M","B102","","PM-F","CH21","","","2010-09-10"]
["10001676","UV154","Cellule UV","CH21/P120","Zone  DSP3","10","N/A","","","B1036","PROD APPR OAPP QAPP","2005-12-01","CH20A54055","2010-09-10","M","B102","","PM-F","CH21","","","2010-09-10"]
["10001675","UV155","Cellule UV","CH21/P120","Zone  DSP3","10","N/A","","","B1047","PROD APPR OAPP QAPP","2005-12-01","CH20A54055","2010-09-10","M","B102","","PM-F","CH21","","","2010-09-10"]
["10001674","UV156","SINGLE PATH MONITOR Controleur et Optic.","CH21/P101","Tech Biotech","CONTROL ET OPTIC UNIT","01090786","GE HEALTHCARE EUROPE GMBH","BULK FINAL LH","B10149","PROD GMP  APPR OAPP QAPP","2005-12-05","CH20A54055","2010-09-10","M","B102","","PM-F","CH21","","","2010-09-10"]
["10001668","UV157","SINGLE PATH MONITOR Controleur et Optic.","CH21/P101","Tech Biotech","CONTROL ET OPTIC UNIT","56102809HN008604","GE HEALTHCARE EUROPE GMBH","","B10150","PROD GMP  APPR OAPP QAPP","2005-12-05","CH20A54055","2010-09-10","M","B102","","PM-F","CH21","","","2010-09-10"]
["10000437","UV159","Detecteur PDA","CH21/S400/___HP539","Chaîne UPLC  Aquity","AQUITY UPLC","186015026","WATERS TA INSTRUMENTS SA","BULK FINAL LH","A1066","PROD GMP  BUS  APPR OAPP QAPP","2006-02-01","CH20A55050","2010-09-10","M","B101","","PM-V1","CH21","","","2010-09-10"]
["10000869","UV160","Détecteur UV Waters","CH21/S400/___HP540","Chaîne  HPLC   Alliance","2487","A07487286M","WATERS AG","","A1069","PROD GMP  APPR OAPP QAPP","2007-05-21","CH20A55050","2010-09-10","M","B101","","PM-V1","CH21","","","2010-09-10"]
["10004008","UV161","Cellule UV (flow cell)","CH21/P122","Zone DSP4","19-2503-02/3MM","N/A","PHARMACIA-TEST","","STOCK B1","PROD GMP  BUS  APPR OAPP QAPP","2007-06-26","CH20A54055","2010-09-10","M","","","PM-V2","CH21","","","2010-09-10"]
["10004007","UV162","Cellule UV (flow cell)","CH21/P122","Zone DSP4","19-2503-02/3MM","N/A","PHARMACIA-TEST","","STOCK B1","PROD GMP  BUS  APPR OAPP QAPP","2007-06-26","CH20A54055","2010-09-10","M","","","PM-V2","CH21","","","2010-09-10"]
["10004006","UV163","Cellule UV (flow cell)","CH21/P122","Zone DSP4","18-1000-62/2MM","N/A","PHARMACIA-TEST","","STOCK B1","PROD GMP  BUS  APPR OAPP QAPP","2007-06-26","CH20A54055","2010-09-10","M","","","PM-V2","CH21","","","2010-09-10"]
["10004005","UV164","Cellule UV (flow cell)","CH21/P122","Zone DSP4","18-1000-64/5MM","N/A","PHARMACIA-TEST","","STOCK B1","PROD GMP  BUS  APPR OAPP QAPP","2007-06-26","CH20A54055","2010-09-10","M","","","PM-V2","CH21","","","2010-09-10"]
["10004004","UV165","Cellule UV (flow cell)","CH21/P122","Zone DSP4","18-1000-64/5MM","N/A","PHARMACIA-TEST","","B10148","PROD GMP  BUS  APPR OAPP QAPP","2007-06-26","CH20A54055","2010-09-10","M","B102","","PM-V2","CH21","","","2010-09-10"]
["10004003","UV166","Cellule UV (flow cell)","CH21/P122","Zone DSP4","18-1000-64/5MM","N/A","PHARMACIA-TEST","","A0129","PROD GMP  BUS  APPR OAPP QAPP","2007-06-26","CH20A54055","2010-09-10","M","B101","","PM-V2","CH21","","","2010-09-10"]
["10004002","UV167","Cellule UV (flow cell)","CH21/P122","Zone DSP4","18-1000-64/5MM","N/A","PHARMACIA-TEST","","B10150","PROD GMP  BUS  APPR OAPP QAPP","2007-06-26","CH20A54055","2010-09-10","M","B102","","PM-V2","CH21","","","2010-09-10"]
["10004001","UV168","Cellule UV (flow cell)","CH21/P122","Zone DSP4","19-4840-02/S-2P","N/A","PHARMACIA-TEST","","B10149","PROD GMP  BUS  APPR OAPP QAPP","2007-06-26","CH20A54055","2010-09-10","M","B102","","PM-V2","CH21","","","2010-09-10"]
["10004000","UV169","Cellule UV (flow cell)","CH21/P122","Zone DSP4","19-2503-02/3MM","N/A","PHARMACIA-TEST","","B10149","PROD GMP  BUS  APPR OAPP QAPP","2007-06-26","CH20A54055","2010-09-10","M","B102","","PM-V2","CH21","","","2010-09-10"]
["10003999","UV170","Cellule UV (flow cell)","CH21/P152","Zone Production DSP","19-4840-02/S-2P","N/A","PHARMACIA-TEST","","A0123","PROD APPR OAPP QAPP","2007-06-26","CH20A54055","2010-09-10","M","B101","","PM-V2","CH21","","","2010-09-10"]
["10003998","UV171","Cellule UV (flow cell)","CH21/P152","Zone Production DSP","19-2503-02/3 MM","N/A","PHARMACIA-TEST","","A1023","PROD APPR OAPP QAPP","2007-06-26","CH20A54055","2010-09-10","M","B101","","PM-V2","CH21","","","2010-09-10"]
["10003997","UV172","Cellule UV (flow cell)","CH21/P152","Zone Production DSP","19-2503-02/3 MM","N/A","PHARMACIA-TEST","","A1023","PROD APPR OAPP QAPP","2007-06-26","CH20A54055","2010-09-10","M","B101","","PM-V2","CH21","","","2010-09-10"]
["10003996","UV173","Cellule UV (flow cell)","CH21/P152","Zone Production DSP","19-2503-02/3 MM","N/A","PHARMACIA-TEST","","A0123","PROD APPR OAPP QAPP","2007-06-26","CH20A54055","2010-09-10","M","B101","","PM-V2","CH21","","","2010-09-10"]
["10003995","UV174","Cellule UV (flow cell)","CH21/P152","Zone Production DSP","19-2503-02/3 MM","N/A","PHARMACIA-TEST","","A1023","PROD APPR OAPP QAPP","2007-06-26","CH20A54055","2010-09-10","M","B101","","PM-V2","CH21","","","2010-09-10"]
["10003994","UV175","Cellule UV (flow cell)","CH21/P152","Zone Production DSP","19-2503-02/3 MM","N/A","PHARMACIA-TEST","","A1023","PROD APPR OAPP QAPP","2007-06-26","CH20A54055","2010-09-10","M","B101","","PM-V2","CH21","","","2010-09-10"]
["10003992","UV176","Cellule UV (flow cell)","CH21/P152","Zone Production DSP","19-2503-02/3 MM","N/A","PHARMACIA-TEST","","A1023","PROD APPR OAPP QAPP","2007-06-26","CH20A54055","2010-09-10","M","B101","","PM-V2","CH21","","","2010-09-10"]
["10003991","UV177","Cellule UV (flow cell)","CH21/P152","Zone Production DSP","18-1000-64/5 MM","N/A","PHARMACIA-TEST","","A1023","PROD APPR OAPP QAPP","2007-06-26","CH20A54055","2010-09-10","M","B101","","PM-V2","CH21","","","2010-09-10"]
["10003990","UV178","Cellule UV (flow cell)","CH21/P152","Zone Production DSP","18-1000-64/5 MM","N/A","PHARMACIA-TEST","","A1023","PROD APPR OAPP QAPP","2007-06-26","CH20A54055","2010-09-10","M","B101","","PM-V2","CH21","","","2010-09-10"]
["10003989","UV179","Cellule UV (flow cell)","CH21/P152","Zone Production DSP","18-1000-64/5 MM","N/A","PHARMACIA-TEST","","A1023","PROD APPR OAPP QAPP","2007-06-26","CH20A54055","2010-09-10","M","B101","","PM-V2","CH21","","","2010-09-10"]
["10002463","UV181","Module UV","CH21/P101","Tech Biotech","UVIS 920","1305253","GE HEALTHCARE EUROPE GMBH","","B1042","PROD GMP  APPR OAPP QAPP","2007-08-08","CH20A54055","2010-09-10","M","B102","","PM-V1","CH21","","","2010-10-05"]
["10003924","UV182","Module  UV","CH21/P101","Tech Biotech","UVIS 920","1305245","GE HEALTHCARE EUROPE GMBH","BULK FINAL LH","B10105","PROD GMP  APPR OAPP QAPP","2007-08-08","CH20A54055","2010-09-10","M","B102","","PM-V1","CH21","","","2010-09-10"]
["10002780","UV183","Module UV","CH21/P101","Tech Biotech","UVIS 920","1280019","GE HEALTHCARE EUROPE GMBH","BULK INT.LH","B1020","PROD GMP  APPR OAPP QAPP","2007-08-08","CH20A54055","2010-09-10","M","B102","","PM-V1","CH21","","","2010-10-05"]
["10002717","UV184","Module UV","CH21/P101","Tech Biotech","UVIS 920","1305249","1000001473","BULK INT.LH","B1020","PROD GMP  APPR OAPP QAPP","2007-08-08","CH20A54055","2010-09-10","M","B102","","PM-V1","CH21","","","2010-10-05"]
["10004275","UV185","Module UV","CH21/P101","Tech Biotech","UVIS 920","1305251","1000001473","","B1020","PROD GMP  APPR OAPP QAPP","2007-08-08","CH20A54055","2010-09-10","M","B102","","PM-V1","CH21","","","2010-10-05"]
["10003923","UV186","Cellule UV industrial peek","CH21/P121","Zone  DSP1","18113456","2291","GE HEALTHCARE EUROPE GMBH","","B1042","PROD GMP  APPR OAPP QAPP","2007-08-08","CH20A54055","2010-09-10","M","B102","","PM-V1","CH21","","","2010-09-10"]
["10003921","UV188","Cellule UV industrial peek","CH21/P121","Zone  DSP1","18113456","2289","GE HEALTHCARE EUROPE GMBH","BULK INT.LH","B1020","PROD GMP  APPR OAPP QAPP","2007-08-08","CH20A54055","2010-09-10","M","B102","","PM-V1","CH21","","","2010-09-10"]
["10003920","UV189","Cellule UV industrial peek","CH21/P121","Zone  DSP1","18113456","2292","GE HEALTHCARE EUROPE GMBH","","B10105","PROD GMP  APPR OAPP QAPP","2007-08-08","CH20A54055","2010-09-10","M","B102","","PM-V1","CH21","","","2010-09-10"]
["10003919","UV190","Cellule UV industrial peek","CH21/P121","Zone  DSP1","18113456","2296","GE HEALTHCARE EUROPE GMBH","BULK INT.LH","B1020","PROD GMP  APPR OAPP QAPP","2007-08-08","CH20A54055","2010-09-10","M","B102","","PM-V1","CH21","","","2010-09-10"]
["10003918","UV191","UV flow cell","CH21/P121","Zone  DSP1","FLOW CELL 2MM 2UL","18-111-10 17740","GE HEALTHCARE EUROPE GMBH","","B10105","PROD GMP  APPR OAPP QAPP","2007-08-08","CH20A54055","2010-09-10","M","B102","","PM-V1","CH21","","","2010-09-10"]
["10003917","UV192","UV flow cell","CH21/P121","Zone  DSP1","FLOW CELL 2MM 2UL","18-111-10 17743","GE HEALTHCARE EUROPE GMBH","","B10105","PROD GMP  APPR OAPP QAPP","2007-08-08","CH20A54055","2010-09-10","M","B102","","PM-V1","CH21","","","2010-09-10"]
["10003884","UV193","Cellule UV (flow cell)","CH21/P122","Zone DSP4","18-1000-64/5 MM","N/A","PHARMACIA-TEST","BULK INT.LH","B1047","PROD GMP  APPR OAPP QAPP","2007-09-10","CH20A54055","2010-09-10","M","B102","","PM-V2","CH21","","","2010-09-10"]
["10003881","UV194","Cellule UV (flow cell)","CH21/P122","Zone DSP4","18-1000-64/5 MM","N/A","PHARMACIA-TEST","","B1070","PROD GMP  APPR OAPP QAPP","2007-09-10","CH20A54055","2010-09-10","M","B102","","PM-V2","CH21","","","2010-09-10"]
["10003880","UV195","Cellule UV (flow cell)","CH21/P122","Zone DSP4","18-1000-64/5 MM","N/A","PHARMACIA-TEST","BULK INT.LH","B10148","PROD GMP  APPR OAPP QAPP","2007-09-10","CH20A54055","2010-09-10","M","B102","","PM-V2","CH21","","","2010-09-10"]
["10003879","UV196","Cellule UV (flow cell)","CH21/P122","Zone DSP4","19-25-04-02/10MM","N/A","PHARMACIA-TEST","","B1047","PROD GMP  APPR OAPP QAPP","2007-09-10","CH20A54055","2010-09-10","M","B102","","PM-V2","CH21","","","2010-09-10"]
["10003878","UV197","Cellule UV (flow cell)","CH21/P122","Zone DSP4","18-1000-64/5MM","N/A","PHARMACIA-TEST","","B10150","PROD GMP  APPR OAPP QAPP","2007-09-10","CH20A54055","2010-09-10","M","B102","","PM-V2","CH21","","","2010-09-10"]
["10003877","UV198","Cellule UV (flow cell)","CH21/P122","Zone DSP4","18-1000-64/5MM","N/A","PHARMACIA-TEST","","B1070","PROD GMP  APPR OAPP QAPP","2007-09-10","CH20A54055","2010-09-10","M","B102","","PM-V2","CH21","","","2010-09-10"]
["10003876","UV199","Cellule UV (flow cell)","CH21/P121","Zone  DSP1","18-1000-64/5MM","N/A","PHARMACIA-TEST","BULK FINAL LH","B1070","PROD GMP  APPR OAPP QAPP","2007-09-10","CH20A54055","2010-09-10","M","B102","","PM-V2","CH21","","","2010-09-10"]
["10002146","UV20","SINGLE PATH MONITOR OPTI.","CH21/P101","Tech Biotech","OPTICAL UNIT 19-2887-02","226228","","BULK INT.LH","B10105","PROD GMP  APPR OAPP QAPP","1990-01-01","CH20A54055","2010-09-10","M","B102","","PM-F","CH21","","","2010-09-10"]
["10003875","UV200","Cellule UV (flow cell)","CH21/P122","Zone DSP4","19-2503-02/3MM","N/A","PHARMACIA-TEST","","B1047","PROD GMP  APPR OAPP QAPP","2007-09-10","CH20A54055","2010-09-10","M","B102","","PM-V2","CH21","","","2010-09-10"]
["10003874","UV201","Cellule UV (flow cell)","CH21/P121","Zone  DSP1","19-2503-02/3MM","N/A","PHARMACIA-TEST","BULK FINAL LH","B1023","PROD GMP  APPR OAPP QAPP","2007-09-10","CH20A54055","2010-09-10","M","B102","","PM-V2","CH21","","","2010-09-10"]
["10003873","UV202","Cellule UV (flow cell)","CH21/P101","Tech Biotech","18-1000-64/5MM","N/A","PHARMACIA-TEST","","B10105","PROD GMP  APPR OAPP QAPP","2007-09-10","CH20A54055","2010-09-10","M","B102","","PM-V2","CH21","","","2010-09-10"]
["10003872","UV203","Cellule UV (flow cell)","CH21/P120","Zone  DSP3","18-1000-64/5MM","N/A","PHARMACIA-TEST","","B10128","PROD GMP  APPR OAPP QAPP","2007-09-10","CH20A54055","2010-09-10","M","B102","","PM-V2","CH21","","","2010-09-10"]
["10003871","UV204","Cellule UV (flow cell)","CH21/P101","Tech Biotech","18-1000-64/5MM","N/A","PHARMACIA-TEST","","B1094","PROD GMP  APPR OAPP QAPP","2007-09-10","CH20A54055","2010-09-10","M","B102","","PM-V2","CH21","","","2010-09-10"]
["10003870","UV205","Cellule UV (flow cell)","CH21/P122","Zone DSP4","18-1000-64/5MM","N/A","PHARMACIA-TEST","","A0153","PROD GMP  APPR OAPP QAPP","2007-09-10","CH20A54055","2010-09-10","M","B101","","PM-V2","CH21","","","2010-09-10"]
["10003869","UV206","Cellule UV (flow cell)","CH21/P101","Tech Biotech","18-1000-64/5MM","N/A","PHARMACIA-TEST","","B10105","PROD GMP  APPR OAPP QAPP","2007-09-10","CH20A54055","2010-09-10","M","B102","","PM-V2","CH21","","","2010-09-10"]
["10003868","UV207","Cellule UV (flow cell)","CH21/P121","Zone  DSP1","18-1000-64/5MM","N/A","PHARMACIA-TEST","","B1094","PROD GMP  APPR OAPP QAPP","2007-09-10","CH20A54055","2010-09-10","M","B102","","PM-V2","CH21","","","2010-09-10"]
["10003783","UV208","Cellule UV (flow cell)","CH21/P122","Zone DSP4","18-1000-64/5MM","N/A","PHARMACIA-TEST","","B1047","PROD GMP  APPR OAPP QAPP","2008-05-27","CH20A54055","2010-09-10","M","B102","","PM-V2","CH21","","","2010-09-10"]
["10000911","UV209","Détecteur UV Waters","CH21/S400/___HP541","Chaîne  HPLC   Alliance","186002487","C0887E766M","WATERS AG","","A1069","PROD GMP  APPR OAPP QAPP","2008-07-22","CH20A55050","2010-09-10","M","B101","","PM-V1","CH21","","","2010-09-10"]
["10000910","UV210","Détecteur UV Waters","CH21/S400/___HP524","Chaîne HPLC  Alliance 7/8","WATERS 2489","G0887E262A","WATERS AG","","A1066","PROD GMP  APPR OAPP QAPP","2009-03-20","CH20A55050","2010-09-10","M","B101","","PM-V1","CH21","","","2010-09-10"]
["10000005","UV211","DETECTEUR UV","CH21/S400","Quality Control","2489","LO987E852A","WATERS AG","","A1066","PROD GMP  APPR OAPP QAPP","1997-01-01","CH20A55050","2010-09-10","M","B101","","PM-V1","CH21","","","2010-09-10"]
["10000847","UV212","Détecteur UV Waters","CH21/P150/___HP542","Chaîne  HPLC   Alliance","WATERS 2489","D1087E043A","WATERS AG","","A1017","PROD GMP  BUS  APPR OAPP QAPP","2010-07-12","CH20A54055","2010-09-10","M","B101","","PM-V1","CH21","","","2010-09-10"]
["10041401","UV213","Detecteur UV","CH21/S400/___HP543","Chaîne HPLC Alliance","2489","J1087E569A","WATERS AG","","A1069","PROD GMP  APPR OAPP QAPP","2010-11-01","CH20A55050","2010-12-06","M","B101","","PM-V1","CH21","",""]
["10041405","UV214","Detecteur UV","CH21/S400/___HP544","Chaîne HPLC Alliance","2489","J1087E567A","WATERS AG","","A1066","PROD GMP  APPR OAPP QAPP","2010-11-16","CH20A55050","2010-12-06","M","B101","","PM-V1","CH21","","","2010-12-06"]
["10046754","UV215","HPLC: Visible detector UV","CH21/P128","Zone  DSP2","WATERS 2489 ( ALLIANCE)","F1187E793A","WATERS AG","","B10114","PROD GMP  BUS  APPR OAPP QAPP","2011-08-01","CH20A54055","2011-09-27","M","B102","","PM-V1","CH21","","","2011-10-17"]
["10067381","UV216","UV216     Détecteur UV   Acquity","CH21/S400/___HP547","Chaîne UPLC  Aquity     HP547","AQUITY  PDA","H14UPD505A","WATERS AG","","A1066","PROD GMP  APPR OAPP QAPP","2014-09-25","CH20A55050","2015-03-04","M","B101","","PM-V1","CH21","","","2014-11-01"]
["10076850","UV217","Moniteur UV Industrielle","CH21/P101","Tech Biotech","UVIS920","2362065","GE HEALTHCARE EUROPE GMBH","","A0129","PROD GMP  APPR OAPP QAPP","2018-05-29","CH20A40025","2018-05-29","M","B101","","PM-V4","CH21","","","2018-05-29"]
["10076851","UV218","Moniteur UV Industrielle","CH21/P101","Tech Biotech","UVIS920","2362064","GE HEALTHCARE EUROPE GMBH","","A0129","PROD GMP  APPR OAPP QAPP","2018-08-29","CH20A40025","2018-05-29","M","B101","","PM-V4","CH21","","","2018-05-29"]
["10076852","UV219","Moniteur UV Industrielle","CH21/P101","Tech Biotech","UVIS920","2351428","GE HEALTHCARE EUROPE GMBH","","A0129","PROD GMP  APPR OAPP QAPP","2018-05-29","CH20A40025","2018-05-29","M","B101","","PM-V4","CH21","","","2018-05-29"]
["10076853","UV220","Moniteur UV Industrielle","CH21/P101","Tech Biotech","UVIS920","2351426","GE HEALTHCARE EUROPE GMBH","","A0129","PROD GMP  APPR OAPP QAPP","2018-05-29","CH20A40025","2018-05-29","M","B101","","PM-V4","CH21","","","2018-05-29"]
["10002145","UV27","UV RECORDER","CH21/S099","Dispo","","222654","","","?  (B101","OUT  APPR OAPP QAPP","1990-01-01","CH20A54052","2010-09-10","M","","","PM-F","CH21","","?  (B10110","2010-09-10"]
["10002802","UV28","SINGLE PATH MONITOR OPTI.","CH21/P101","Tech Biotech","OPTICAL UNIT 19-2887-02","223887","","","B1036","PROD GMP  APPR OAPP QAPP","1990-01-01","CH20A54055","2010-09-10","M","B102","","PM-F","CH21","","","2010-09-10"]
["10002142","UV31","UV MONITOR","CH21/S099","Dispo","UV1","225846","","","STOCK  (","OUT  APPR OAPP QAPP","1990-01-01","CH20A54052","2010-09-10","M","","","PM-F","CH21","","STOCK  (B10123)","2010-09-10"]
["10002866","UV32","UV RECORDER","CH21/P152","Zone Production DSP","80-130002","BD 111933215","","","A1023","PROD GMP  APPR OAPP QAPP","1990-01-01","CH20A54055","2010-09-10","M","B101","","PM-V2","CH21","","","2010-09-10"]
["10002499","UV41","SINGLE PATH MONITOR CONT.","CH21/P101","Tech Biotech","CONTROL UNIT","XN00024","","","A0129","PROD GMP  NAPP WQAP OAPP","1990-01-01","CH20A54055","2010-09-10","M","B101","","PM-F","CH21","","","2010-09-10"]
["10005726","UV42","SINGLE PATH MONITOR OPTI.","CH21/P101","Tech Biotech","OPTICAL UNIT","222367","","","","PROD GMP  APPR OAPP QAPP","1990-01-01","CH20A54055","2010-09-10","M","B101","","PM-F","CH21","","","2010-10-05"]
["10003292","UV47","SINGLE PATH MONITOR OPTI.","CH21/P101","Tech Biotech","OPTICAL UNIT","226896","","","A1023","PROD GMP  APPR OAPP QAPP","1990-01-01","CH20A54055","2010-09-10","M","B101","","PM-F","CH21","","","2010-09-10"]
["10003027","UV49","SINGLE PATH MONITOR CONT.","CH21/P101","Tech Biotech","CONTROL UNIT","225847","","BULK INT.LH","B10105","PROD GMP  APPR OAPP QAPP","1990-01-01","CH20A54055","2010-09-10","M","B102","","PM-F","CH21","","","2010-09-10"]
["10005298","UV50","SINGLE PATH MONITOR CONT.","CH21/P101","Tech Biotech","CONTROL UNIT","221730","","","","PROD GMP  APPR OAPP QAPP","1990-01-01","CH20A54055","2010-09-10","M","B101","","PM-F","CH21","","","2010-09-10"]
["10004150","UV51","SINGLE PATH MONITOR OPTI.","CH21/P101","Tech Biotech","OPTICAL UNIT","XN000073","","","B1036","PROD GMP  APPR OAPP QAPP","1990-01-01","CH20A54055","2010-09-10","M","B102","","PM-F","CH21","","","2010-09-10"]
["10003029","UV52","SINGLE PATH MONITOR OPTI.","CH21/P101","Tech Biotech","19-2887-02 OPTICAL UNIT","56502809D3003545","","","B10148","PROD GMP  APPR OAPP QAPP","1990-01-01","CH20A54055","2010-09-10","M","B102","","PM-F","CH21","","","2010-09-10"]
["10003305","UV53","SINGLE PATH MONITOR CONT.","CH21/P101","Tech Biotech","19-2888-02 CONTROL UNIT","56502809D3003545","","","B10148","PROD GMP  APPR OAPP QAPP","1990-01-01","CH20A54055","2010-09-10","M","B102","","PM-F","CH21","","","2010-09-10"]
["10004240","UV54","SINGLE PATH MONITOR OPTI.","CH21/P101","Tech Biotech","19-2887-02 OPTICAL UNIT","56502802D2003513","","","B1094","PROD GMP  APPR OAPP QAPP","1990-01-01","CH20A54055","2010-09-10","M","B102","","PM-F","CH21","","","2010-09-10"]
["10002141","UV55","SINGLE PATH MONITOR CONT.","CH21/P101","Tech Biotech","19-2888-02 CONTROL UNIT","56502809D2003513","","","B1094","PROD GMP  APPR OAPP QAPP","1990-01-01","CH20A54055","2010-09-10","M","B102","","PM-F","CH21","","","2010-09-10"]
["10005518","UV56","SINGLE PATH MONITOR CONT.","CH21/P101","Tech Biotech","CONTROL UNIT 19-2888-02","X601233","","BULK FINAL LH","B10144","PROD GMP  APPR OAPP QAPP","1990-01-01","CH20A54055","2010-09-10","M","B102","","PM-F","CH21","","","2010-09-10"]
["10002793","UV57","SINGLE PATH MONITOR CONT.","CH21/P101","Tech Biotech","CONTROL UNIT 19-2888-02","226226","","","B1036","PROD GMP  APPR OAPP QAPP","1990-01-01","CH20A54055","2010-09-10","M","B102","","PM-F","CH21","","","2010-10-05"]
["10005533","UV58","SINGLE PATH MONITOR OPTI.","CH21/P122","Zone DSP4","OPTICAL UNIT 19-2887-02","56102809C9002978","","","B10148","PROD GMP  APPR OAPP QAPP","1995-02-01","CH20A54055","2010-09-10","M","B102","","PM-F","CH21","","","2010-09-10"]
["10005925","UV59","SINGLE PATH MONITOR CONT.","CH21/P122","Zone DSP4","CONTROL UNIT 19-2888-02","223878","","","B10148","PROD GMP  APPR OAPP QAPP","1995-02-01","CH20A54055","2010-09-10","M","B102","","PM-F","CH21","","","2010-09-10"]
["10005628","UV64","SINGLE PATH MONITOR OPTI.","CH21/P101","Tech Biotech","OPTICAL UNIT 19-2887-02","223393OPTICAL","","","A0145","PROD GMP  APPR OAPP QAPP","1990-01-01","CH20A54055","2010-09-10","M","B101","","PM-F","CH21","","","2010-09-10"]
["10004957","UV65","SINGLE PATH MONITOR CONT.","CH21/P101","Tech Biotech","CONTROL UNIT 19-2888-02","221169","","","","PROD GMP  APPR OAPP QAPP","1990-01-01","CH20A54055","2010-09-10","M","B101","","PM-F","CH21","","","2010-09-10"]
["10002127","UV67","SINGLE PATH MONITOR CONT.","CH21/P101","Tech Biotech","CONTROL UNIT 19-2888-02","225096","","","B1036","PROD GMP  APPR OAPP QAPP","1990-01-01","CH20A54055","2010-09-10","M","B102","","PM-F","CH21","","","2010-09-10"]
["10004956","UV71","SINGLE PATH MONITOR CONT.","CH21/P101","Tech Biotech","CONTROL UNIT 19-2888-02","225072","","BULK FINAL LH","B10144","PROD GMP  APPR OAPP QAPP","1990-01-01","CH20A54055","2010-09-10","M","B102","","PM-F","CH21","","","2010-09-10"]
["10003212","UV72","SINGLE PATH MONITOR OPTI.","CH21/P101","Tech Biotech","OPTICAL UNIT 19-2887-02","221969","","","B10149","PROD GMP  APPR OAPP QAPP","1990-01-01","CH20A54055","2010-09-10","M","B102","","PM-F","CH21","","","2010-09-10"]
["10004246","UV73","SINGLE PATH MONITOR CONT.","CH21/P101","Tech Biotech","CONTROL UNIT 19-2888-02","225071","","","B10149","PROD GMP  APPR OAPP QAPP","1990-01-01","CH20A54055","2010-09-10","M","B102","","PM-F","CH21","","","2010-09-10"]
["10005425","UV74","SINGLE PATH MONITOR OPTI.","CH21/P101","Tech Biotech","OPTICAL UNIT 19-2887-02","A5000982","","","A0145","PROD GMP  APPR OAPP QAPP","1990-01-01","CH20A54055","2010-09-10","M","B101","","PM-F","CH21","","","2010-09-10"]
["10005803","UV75","SINGLE PATH MONITOR CONT.","CH21/P101","Tech Biotech","CONTROL UNIT 19-2888-02","A5000982","","","A0145","PROD GMP  APPR OAPP QAPP","1990-01-01","CH20A54055","2010-09-10","M","B101","","PM-F","CH21","","","2010-09-10"]
["10005889","UV79","SINGLE PATH MONITOR CONT.","CH21/P101","Tech Biotech","CONTROL UNIT 19-2507-01","226776","GE HEALTHCARE EUROPE GMBH","","B10150","PROD GMP  APPR OAPP QAPP","1997-04-01","CH20A54055","2010-09-10","M","B102","","PM-F","CH21","","","2010-09-10"]
["10005471","UV80","SINGLE PATH MONITOR OPTI.","CH21/P101","Tech Biotech","OPTICAL UNIT 19-2506-01","221738","GE HEALTHCARE EUROPE GMBH","","A0145","PROD GMP  APPR OAPP QAPP","1997-04-01","CH20A54055","2010-09-10","M","B101","","PM-F","CH21","","","2010-09-10"]
["10005991","UV81","SINGLE PATH MONITOR CONT.","CH21/P122","Zone DSP4","CONTROL UNIT 19-2887-01","226896","1000001473","","B1036","PROD GMP  BUS  APPR OAPP QAPP","1997-04-01","CH20A54054","2010-09-10","M","B102","","PM-A","CH21","","Eliminé","2010-09-10"]
["10000760","UV95","DETECTEUR UV CHAINE HPLC","CH21/S400/___HP524","Chaîne HPLC  Alliance 7/8","474","C97474066M","WATERS AG","","A1066","PROD GMP  APPR OAPP QAPP","1997-06-01","CH20A55050","2010-09-10","M","B101","","PM-V1","CH21","","","2010-09-10"]
["10059490","VE","Ventilateur air frais pour B0162","CH21/U900","HVAC","MUBO42 400ECA2","N/A","systemair","","B0162 FP","PROD APPR OAPP QAPP","2012-07-01","CH20A54052","2012-09-19","M","B102","","PM-C6","CH21","","","2012-07-01"]
["10065957","VE","Extraction ATEX Solvants","CH21/U900","HVAC","CRDV 200/200 500M3/H","N/A","COLASIT SA","","B2000","PROD EHS  APPR OAPP QAPP","2014-04-07","CH20A54052","2014-10-08","M","B102","","PM-C6","CH21","","","2014-07-28"]
["10065961","VE","Bras d'aspiration ATEX","CH21/P121","Zone  DSP1","SUPER-M AEX","N/A","PLYMOTH","","B10125","PROD EHS  APPR OAPP QAPP","2014-04-07","CH20A54055","2014-10-08","M","B102","","PM-C6","CH21","","","2014-07-28"]
["10000185","VE02","VENTILATION CHAPELLE","CH21/U900/____VE02","VENTILATION CHAPELLE","","","NEW MBR","","HS 10.92","PROD APPR OAPP QAPP","1989-01-01","CH20A54052","2010-09-10","M","","","PM-C6","CH21","","","2010-09-10"]
["10000234","VE03","VENTILATION CHAPELLE","CH21/U900/____VE03","VENTILATION CHAPELLE","","","NEW MBR","","HS  (B10","PROD APPR OAPP QAPP","1989-01-01","CH20A54052","2010-09-10","M","","","PM-C6","CH21","","","2010-09-10"]
["10000450","VE04","VENTILATION SANITAIRE","CH21/U900/____VE04","VENTILATION SANITAIRE","","","NEW MBR","","HS 10.92","PROD APPR OAPP QAPP","1989-01-01","CH20A54052","2010-09-10","M","","","PM-G1","CH21","","","2010-09-10"]
["10000256","VE05","VENTILATION SANITAIRE","CH21/U900/____VE05","VENTILATION SANITAIRE","","","NEW MBR","","B0119","PROD APPR OAPP QAPP","1989-01-01","CH20A54052","2010-09-10","M","B102","","PM-G1","CH21","","","2010-09-10"]
["10000528","VE06","VENTILATION stock matériel","CH21/U900/____VE06","VENTILATION stock matériel","","","NEW MBR","","B0021- B","PROD APPR OAPP QAPP","1989-01-01","CH20A54052","2010-09-10","M","B102","","PM-C3","CH21","","","2010-09-10"]
["10000360","VE07","VENTILATION CHAPELLE","CH21/U900/____VE07","VENTILATION CHAPELLE","","","","","HS  10.9","PROD APPR OAPP QAPP","1989-01-01","CH20A54052","2010-09-10","M","","","PM-C6","CH21","","","2010-09-10"]
["10000202","VE08","Extraction WC B1097/98","CH21/U900/____VE08","VENTILATION SANITAIRE","","","","","B2000","PROD APPR OAPP QAPP","1989-01-01","CH20A54052","2010-09-10","M","B102","","PM-G1","CH21","","","2010-09-10"]
["10000292","VE09","VENTILATION CHAPELLE","CH21/U900/____VE09","VENTILATION CHAPELLE","","","","","HS   (B1","PROD APPR OAPP QAPP","1989-01-01","CH20A54052","2010-09-10","M","","","PM-C6","CH21","","","2010-09-10"]
["10000193","VE10","VENTILATION CHAPELLE","CH21/U900/____VE10","VENTILATION CHAPELLE","","","","","HS B1013","PROD APPR OAPP QAPP","1989-01-01","CH20A54052","2010-09-10","M","","","PM-G1","CH21","","","2010-09-10"]
["10000496","VE101","Ventilation plenum M005","CH21/U900/____CL72/VF01","Ventil. tourelle de soufflage","HCTT4/315A","AJ358088","Airbat STM","","M1000","PROD APPR OAPP QAPP","1998-12-31","CH20A54052","2010-09-10","M","B103","","PM-C6","CH21","","","2010-09-10"]
["10000469","VE102","Ventilation plenum M005","CH21/U900/____CL72/VF02","Ventil. tourelle d'extraction","HCTT4/315A","AJ222283","Airbat STM","","M1000","PROD APPR OAPP QAPP","1998-12-31","CH20A54052","2010-09-10","M","B103","","PM-C6","CH21","","","2010-09-10"]
["10000547","VE103","Ventilation plenum M005","CH21/U900/____CL72/VF03","Ventil. tourelle de soufflage","HCTT4/315A","AJ358089","Airbat STM","","M1000","PROD APPR OAPP QAPP","1998-12-31","CH20A54052","2010-09-10","M","B103","","PM-C6","CH21","","","2010-09-10"]
["10000320","VE104","Ventilation plenum M005","CH21/U900/____CL72/VF04","Ventil. tourelle d'extraction","HCTT4/315A","AJ703023","Airbat STM","","M1000","PROD APPR OAPP QAPP","1998-12-31","CH20A54052","2010-09-10","M","B103","","PM-C6","CH21","","","2010-09-10"]
["10000457","VE105","Extraction tunnel ML20/US02","CH21/U900/____CL72/EF501","Extraction Tunnel","CTVP315","26238","AIRAP","","M0109","PROD GMP  BUS  APPR OAPP QAPP","1998-12-31","CH20A54052","2010-09-10","M","B103","","PM-C6","CH21","","","2010-09-10"]
["10000225","VE106","Extraction tunnel ML20/US02","CH21/U900/____CL72/EF502","Extraction Tunnel","CTV190","26238","AIRAP","","M0109","PROD GMP  BUS  APPR OAPP QAPP","1998-12-31","CH20A54052","2010-09-10","M","B103","","PM-C6","CH21","","","2010-09-10"]
["10000286","VE107","Extraction machines process","CH21/U900/____CL72/EF503","Extraction particulière","CTV275","26238","AIRAP","","M0109","PROD GMP  BUS  APPR OAPP QAPP","1998-12-31","CH20A54052","2010-09-10","M","B103","","PM-C6","CH21","","","2010-09-10"]
["10000566","VE108","Ventilateur  radial pulsion air neuf","CH21/P302/XX30XX06","Zone  satellite  ligne  2","RS60-35  FLAKT","02465","","","M0108","PROD APPR OAPP QAPP","2000-02-01","CH20A54052","2010-09-10","M","B103","","PM-C6","CH21","","","2010-09-10"]
["10000571","VE109","Ventilateur   axial extraction d'air","CH21/P302/XX30XX06","Zone  satellite  ligne  2","AQW500  VENTAIR","199042","","","M01","PROD APPR OAPP QAPP","2000-02-01","CH20A54052","2010-09-10","M","B103","","PM-C6","CH21","","","2010-09-10"]
["10000491","VE11","VENTILATION B10141 Faux plafond","CH21/U900/____VE11","VENTILATION B10141 Faux plafond","","","","","B2000","PROD APPR OAPP QAPP","1989-01-01","CH20A54052","2010-09-10","M","B102","","PM-G1","CH21","","","2010-09-10"]
["10000658","VE110","Surpresseur (essais DOP, validation)","CH21/P302/XX30XX06","Zone  satellite  ligne  2","MKG2.1","499-42603-1","SEVEN-AIR","","M0109","PROD APPR OAPP QAPP","1999-11-01","CH20A54052","2010-09-10","M","B103","","PM-C6","CH21","","","2010-09-10"]
["10000536","VE111","Monobloc extraction M0017 /18 / 19","CH21/U900/____CL74/R","Extraction  M0017 / 18 / 19","MKG3,2","A400/44413-1","SEVEN-AIR","","M0108","PROD GMP  BUS  APPR OAPP QAPP","2000-11-15","CH20A54052","2010-09-10","M","B103","","PM-C6","CH21","","","2010-09-10"]
["10000964","VE112","Ventilateur de roulement","CH21/U900/____CL79/CD01","Clim. sécheur d'ampoules","SP/DDM717","N/A","DEPAIR SA.","","M0042","PROD GMP  APPR OAPP QAPP","2000-07-01","CH20A54052","2010-09-10","M","B103","","PM-C6","CH21","","","2010-09-10"]
["10000956","VE113","Ventilateur de roulement","CH21/U900/____CL79/CD02","Clim. sécheur d'ampoules","SP/DDM717","N/A","DEPAIR SA.","","M0043","PROD GMP  APPR OAPP QAPP","2000-10-01","CH20A54057","2010-09-10","M","B103","","PM-C6","CH21","","","2010-09-10"]
["10000517","VE12","VENTILATION CHAPELLE","CH21/U900/____VE12","VENTILATION CHAPELLE","","","","","HS   (B1","PROD APPR OAPP QAPP","1989-01-01","CH20A54052","2010-09-10","M","","","PM-C6","CH21","","","2010-09-10"]
["10000364","VE122","Monobloc reprise CL95","CH21/U900/____CL95/R","Monobloc reprise CL95","SKG 2.1","A 402.49129-5","SEVEN-AIR","","B0045 P2","PROD GMP  BUS  APPR OAPP QAPP","2002-06-27","CH20A54052","2010-09-10","M","B102","","PM-C6","CH21","","","2010-09-10"]
["10000178","VE123","Monobloc reprise CL96 litration","CH21/U900/____CL96/R","Monobloc reprise CL96 litration","SFG 2.1","A 402.49129-7","SEVEN-AIR","","B0045 P2","PROD GMP  BUS  APPR OAPP QAPP","2002-06-27","CH20A54052","2010-09-10","M","B102","","PM-C6","CH21","","","2010-09-10"]
["10000608","VE124","Monobloc reprise CL97 ligne 3","CH21/U900/____CL97/R","Monobloc reprise CL97 ligne 3","SFG 3.0","A 402 49129-11","SEVEN-AIR","","B0045 P2","PROD GMP  BUS  APPR OAPP QAPP","2002-06-27","CH20A54052","2010-09-10","M","B102","","PM-C6","CH21","","","2010-09-10"]
["10000548","VE126","Extraction gaine technique B00103","CH21/P303/XX30XX03","Zone satellite lignes 3 et 5","","","","","B00103 P","PROD APPR OAPP QAPP","1990-01-01","CH20A54052","2010-09-10","M","B102","","PM-C6","CH21","","","2010-09-10"]
["10000595","VE128","Extraction CL94","CH21/U900/____CL94/R","Monobloc reprise zone prod. de milieu","SKG13","A403.52808-2A","SEVEN-AIR","","B0132","PROD GMP  BUS  APPR OAPP QAPP","2003-01-13","CH20A54052","2010-09-10","M","B102","","PM-C6","CH21","","","2010-09-10"]
["10000438","VE13","VENTILATION CHAPELLE","CH21/U900/____VE13","VENTILATION CHAPELLE","","","","","HS 12.92","PROD APPR OAPP QAPP","1989-01-01","CH20A54052","2010-09-10","M","","","PM-C6","CH21","","","2010-09-10"]
["10000567","VE131","Extraction d'air Bâtiment H","CH21/U900/___VE131","Extracteur d'air bâtiment H","VTDA-M 801","1994.801.0285","PARTN-AIR SA","","TOITURE","PROD APPR OAPP QAPP","1994-01-01","CH20A54052","2010-09-10","M","B102","","PM-G1","CH21","","","2010-09-10"]
["10002260","VE132","Ventilateur  Systemair pour local ACN","CH21/U900","HVAC","K200","","","","B00113","PROD APPR OAPP QAPP","2005-10-01","CH20A54052","2010-09-10","M","B102","","PM-C6","CH21","","","2010-09-10"]
["10002259","VE133","Ventil. 170m3/h  B10125 récolte solvant","CH21/U900","HVAC","K150M SYSTEMAIR","","Systemair-Antlia AG","","B10104","PROD APPR OAPP QAPP","2006-02-01","CH20A54052","2010-09-10","M","B102","","PM-C6","CH21","","","2010-09-10"]
["10002258","VE134","Ventilateur  Systemair pour B10103","CH21/U900","HVAC","KVK250","","","","B1096","PROD APPR OAPP QAPP","2006-02-01","CH20A54052","2010-09-10","M","B102","","PM-C6","CH21","","","2010-09-10"]
["10002263","VE135","Ventilation extraction d'air, Systemair","CH21/U900","HVAC","K125 XL TW","1016/133019/2005-01-31","","","B10134","PROD APPR OAPP QAPP","2005-07-22","CH20A54052","2010-09-10","M","B102","","PM-C6","CH21","","","2010-09-10"]
["10002257","VE136","Ventilation  de l'onduleur","CH21/U900","HVAC","ABB HU80M4A","1070","LUWA SA","","CA0104","PROD APPR OAPP QAPP","2005-11-30","CH20A54052","2010-09-10","M","B201","","PM-G1","CH21","","","2010-09-10"]
["10002262","VE137","Ventilateur  Systemair pour local WFI","CH21/U900","HVAC","KVK250","N/A","KANAFLAGT","","B1011","PROD APPR OAPP QAPP","2006-02-01","CH20A54052","2010-09-10","M","B102","","PM-C6","CH21","","","2010-09-10"]
["10002261","VE138","Ventilateur gaines tech.REZ B0093-94","CH21/U900","HVAC","2E ADH 2006","","DEPAIR SA.","","B1099","PROD APPR OAPP QAPP","2006-03-01","CH20A54052","2010-09-10","M","B102","","PM-C6","CH21","","","2010-09-10"]
["10002255","VE139","Extraction local vidoir B1096","CH21/U900","HVAC","KVK250","N/A","KANAFLAGT","","B1006","PROD APPR OAPP QAPP","2007-04-16","CH20A54052","2010-09-10","M","B102","","PM-G1","CH21","","","2010-09-10"]
["10001102","VE14","VENTILATION SOUDURE","CH21/U900/____VE14","VENTILATION SOUDURE","","","","","H0002","PROD APPR OAPP QAPP","1989-01-01","CH20A54052","2010-09-10","M","B105","","PM-G1","CH21","","","2010-09-10"]
["10000880","VE140","Extraction (Aspiration sur hotte HA10)","CH21/P110/XX32XX02","Zone Prod Biotech s/sol USP3","KVD225/4/50/25","5679","HELIOS VENTILATOREN AG","","B0144-FP","PROD APPR OAPP QAPP","2008-07-01","CH20A54052","2010-09-10","M","B102","","PM-C6","CH21","","","2010-09-10"]
["10000020","VE141","Ventilateur extraction sur AT12","CH21/U900","HVAC","RR1608  200M3/H","","HELIOS VENTILATOREN AG","","B10104","PROD APPR OAPP QAPP","2009-01-28","CH20A54052","2010-09-10","M","B102","","PM-C3","CH21","","","2010-09-10"]
["10002251","VE142","Ventilateur  Radial","CH21/U900","HVAC","CRDV 200/200","V09-10946","COLASIT SA","","A2000","PROD APPR OAPP QAPP","2009-11-06","CH20A54052","2010-09-10","M","B101","","PM-G1","CH21","","","2010-09-10"]
["10040970","VE143","Ventilateur  Radial extraction A1078","CH21/U900","HVAC","CRDV 250 GEK","","COLASIT SA","","A2000","PROD APPR OAPP QAPP","2010-10-01","CH20A54052","2010-10-01","M","B101","","PM-G1","CH21","","","2010-10-01"]
["10040998","VE144","VE144   Ventilation","CH21/U900/___VE144","Ventilation VE144","P2M-K5M6E-TRB","QMA12007-GR","BONOTEC SA","","M- TOIT","PROD APPR OAPP QAPP","2011-07-15","CH20A54052","2010-10-07","M","B103","","PM-C6","CH21","","","2012-06-29"]
["10040999","VE145","VE145   Ventilation","CH21/U900/___VE145","Ventilation VE145","RDM31-3540-4D.10","QMA12008-GR","BONOTEC SA","","M- TOIT","PROD BUS  APPR OAPP QAPP","2011-07-15","CH20A54052","2010-10-07","M","B103","","PM-C6","CH21","","","2012-06-29"]
["10045689","VE146","Ventil.extracion bassin homogénéisation","CH21/U840/____UN02","UNITE DE NEUTRALISATION","CRDV-315/315 RD R","V11-10197","Colasit","","N0001","PROD EHS  APPR OAPP QAPP","2011-06-01","CH20A54052","2011-06-08","M","B107","","PM-C1","CH21","","","2011-06-01"]
["10045743","VE147","VE147   Ventilation extraction pour ML29","CH21/U900","HVAC","PYROSTAR 4RB2, CBZ-4B-EC","","Partn-Air SA","","EXT.","PROD APPR OAPP QAPP","2011-06-14","CH20A54052","2011-06-14","M","B102","","PM-C6","CH21","","","2011-06-14"]
["10047370","VE148","Ventilateur extraction technique de AT26","CH21/U900","HVAC","CVAT/4 5600/400","5137350400","SOLER&PALAU","","M- TOIT","PROD BUS  APPR OAPP QAPP","2011-07-15","CH20A54052","2011-12-02","M","B103","","PM-C6","CH21","","","2012-06-29"]
["10056429","VE149","VE149 Ventilateur extract container SE22","CH21/U900","HVAC","CATB30","QMA0092-GR","Soler et Palau","","M- TOIT","PROD APPR OAPP QAPP","2011-07-15","CH20A54052","2012-02-02","M","B103","","PM-C6","CH21","","","2012-06-29"]
["10000570","VE15","VENTILATION CHAPELLE","CH21/U900/____VE15","VENTILATION CHAPELLE","","","","","HS 10.92","PROD APPR OAPP QAPP","1989-01-01","CH20A54052","2010-09-10","M","","","PM-C6","CH21","","","2010-09-10"]
["10058287","VE150","Extraction d'air ATEX pour B0058 - B0059","CH21/U900","HVAC","CCV75/63 ATEX 2 COLASIT","N/A","STULZ GmbH","","B0058 FP","PROD EHS  BUS  APPR OAPP QAPP","2012-06-08","CH20A54052","2012-05-08","M","B102","","PM-C6","CH21","","","2012-08-06"]
["10059206","VE151","Ventilateur pour LAF \"FL180\"","CH21/U900","HVAC","IRAT/4-355","N/A","Solor et Palau","","B0044 FP","PROD GMP  BUS  APPR OAPP QAPP","2012-06-08","CH20A54052","2012-08-06","M","B102","","PM-C6","CH21","","","2012-08-06"]
["10060613","VE152","Ventilation désenfumage MGH2-DH","CH21/U900","HVAC","TL/3/06/16/2/N5/120","N/A","COLT","","K10..","PROD BUS  APPR OAPP QAPP","2013-02-04","CH20A54052","2013-02-07","M","B104","","PM-C6","CH21","","","2013-02-04"]
["10060614","VE153","Ventilation  désenfumage MGH2-RT","CH21/U900","HVAC","TL/3/06/16/2/N5/120","N/A","COLT","","K10..","PROD BUS  APPR OAPP QAPP","2012-02-04","CH20A54052","2013-02-07","M","B104","","PM-C6","CH21","","","2013-01-01"]
["10062545","VE154","Ventilation extracion et bras aspiration","CH21/U900","HVAC","RRK180EX+FX MIN BRAS","5889002/A128177.1","HELIOS VENTILATOREN AG","","K0014","PROD EHS  APPR OAPP QAPP","2014-03-05","CH20A54052","2013-08-28","M","B104","","PM-C6","CH21","","","2014-03-14"]
["10064114","VE155","Ventilateur extraction FO75","CH21/U900","HVAC","MBW-EC250","814986/02","HELIOS VENTILATOREN AG","","B0012 FP","PROD EHS  APPR OAPP QAPP","2013-12-17","CH20A54052","2014-01-10","M","B102","","PM-C6","CH21","","","2014-01-20"]
["10068893","VE156","VE156: Extraction douche, WC, 1er - 2ème","CH21/U900/___VE156","Extraction douche, WC, 1er - 2ème","SKG-Z-8.5","416.96745_8","SEVEN-AIR","","S3000","PROD APPR OAPP QAPP","2016-11-01","CH20A54052","2015-11-26","M","B108","","PM-G1","CH21","","","2016-11-01"]
["10068894","VE157","VE157:  Extraction WC, bureaux   rez","CH21/U900/___VE157","Extraction WC, bureaux   rez","SKG-Z-2.1","416.96745_7","SEVEN-AIR","","S3000","PROD APPR OAPP QAPP","2016-11-01","CH20A54052","2015-11-26","M","B108","","PM-G1","CH21","","","2016-11-01"]
["10075306","VE158","VE158   VENTIL. Bâtiment","CH21/U840/____UN03","UNITE DE NEUTRALISATION","CMVECO 315/314","V17-10796","COLASIT SA","","T0001","PROD EHS  BUS  APPR OAPP QAPP","2017-07-28","CH20A54052","2018-02-14","M","B114","","PM-C6","CH21","","","2018-01-17"]
["10075307","VE159","VE159  VENTIL. galerie technique","CH21/U840/____UN03","UNITE DE NEUTRALISATION","TD-500/160 ECOWATT","","Soler et Palau","","T0101","PROD EHS  BUS  APPR OAPP QAPP","2017-07-28","CH20A54052","2018-02-14","M","B114","","PM-C6","CH21","","","2018-01-22"]
["10000366","VE16","CLIM. LOCAUX SOLVANTS","CH21/U900/____VE16","CLIM. LOCAUX SOLVANTS","","","","","B0194","PROD APPR OAPP QAPP","1989-01-01","CH20A54052","2010-09-10","M","B102","","PM-G1","CH21","","","2010-09-10"]
["10076006","VE160","VE160 :Centrale Extract/Filtration UP06","CH21/U900","HVAC","RL15/15","100573.1","ROBATHERM","Robatherm","TOITURE","PROD APPR OAPP QAPP","2017-12-18","CH20A54052","2018-03-20","M","B102","","PM-C6","CH21","","","2018-04-01"]
["10076163","VE161","VE161-Extracteur mobile ATEX","CH21/P122","Zone DSP4","ACD 220 EX","2017 28 302","ELBARON SA","","B10145","PROD APPR OAPP QAPP","2017-07-06","CH20A54050","2018-04-16","M","B102","","PM-C6","CH21","","","2018-01-01"]
["10076164","VE162","VE162-Extracteur mobile","CH21/P122","Zone DSP4","ASD 200","2017 65 3850","Elbaron","","B10145","PROD APPR OAPP QAPP","2017-06-01","CH20A54050","2018-04-16","M","B102","","PM-C6","CH21","","","2018-01-01"]
["10076277","VE163","VE163-Bras aspiration Balance de table","CH21/P122","Zone DSP4","75-3-900-650 HM","","Wattohm","","B10145","PROD APPR OAPP QAPP","2017-12-18","CH20A54055","2018-04-16","M","B102","","PM-F","CH21","","","2018-04-01"]
["10076290","VE164","VE164-Bras aspiration Balance de sol","CH21/P122","Zone DSP4","100-3-900-650 HM","","Wattohm","","B10145","PROD APPR OAPP QAPP","2017-12-18","CH20A54055","2018-04-16","M","B102","","PM-F","CH21","","","2018-04-01"]
["10076296","VE165","VE165-Bras aspiration mélangeur","CH21/P122","Zone DSP4","100-3-900-650 HMS","","Wattohm","","B10145","PROD APPR OAPP QAPP","2017-12-18","CH20A54055","2018-04-16","M","B102","","PM-F","CH21","","","2018-04-01"]
["10076327","VE166","VE166: Extraction (Aspi sur hotte HA23)","CH21/U900","HVAC","","V17-10762","COLASIT SA","CRDV-D 250/225","A2000","PROD APPR OAPP QAPP","2018-02-12","CH20A54052","2018-04-17","M","B101","","PM-C6","CH21","","","2018-02-13"]
["10079321","VE167","VE167: Ventilateur d'extraction","CH21/U900","HVAC","X180933","","COLASIT SA","HPR452RD270 HS4","B2000","PROD GMP  BUS  APPR OAPP QAPP","2018-09-01","CH20A54052","2018-08-30","M","B102","","PM-C6","CH21","","","2018-11-01"]
["10079413","VE168","VE168 Ventilateur extraction chapelle","CH21/U900","HVAC","CRDV-R 250/250","","COLASIT SA","","M- TOIT","PROD EHS  APPR OAPP QAPP","2018-07-17","CH20A54052","2018-09-12","M","B101","","PM-C6","CH21","","","2018-09-01"]
["10079423","VE169","VE169 Ventilateur extraction","CH21/U900","HVAC","V18-10735","CM VECO 250/225","COLASIT SA","","TOITURE","PROD GMP  BUS  APPR OAPP QAPP","2018-10-15","CH20A54052","2018-09-13","M","B107","","PM-C6","CH21","","","2018-12-15"]
["10080770","VE170","VE170  Extracteur","","","","","","","","CON  GMP  BUS  NAPP",null,"CH20A54052","2018-12-11","M","B102","","PM-C6","CH21","",""]
["10080771","VE171","VE171  Extracteur","","","","","","","","CON  GMP  BUS  NAPP",null,"CH20A54052","2018-12-11","M","B102","","PM-C6","CH21","",""]
["10080772","VE172","VE172  Extracteur","","","","","","","","CON  GMP  BUS  NAPP",null,"CH20A54052","2018-12-11","M","B102","","PM-C6","CH21","",""]
["10081048","VE173","VE173  Extracteur","","","","","","","","CON  GMP  BUS  NAPP",null,"CH20A54052","2019-01-16","M","B102","","PM-C6","CH21","",""]
["10081049","VE174","VE174  Extracteur","","","","","","","","CON  GMP  BUS  NAPP",null,"CH20A54052","2019-01-16","M","B102","","PM-C6","CH21","",""]
["10081050","VE175","VE175 Extracteur","","","","","","","","CON  GMP  BUS  NAPP",null,"CH20A54052","2019-01-16","M","B102","","PM-C6","CH21","",""]
["10081051","VE176","VE176 Extracteur","","","","","","","","CON  GMP  BUS  NAPP",null,"CH20A54052","2019-01-16","M","B102","","PM-C6","CH21","",""]
["10000326","VE18","VENTIL PASSERELLE","CH21/U900/____VE18","VENTIL PASSERELLE","","","","","B0010","PROD APPR OAPP QAPP","1989-01-01","CH20A54052","2010-09-10","M","B102","","PM-G1","CH21","","","2010-09-10"]
["10000473","VE19","VENTIL PASSERELLE","CH21/U900/____VE19","VENTIL PASSERELLE","","","","","HS  B001","PROD APPR OAPP QAPP","1989-01-01","CH20A54052","2010-09-10","M","","","PM-G1","CH21","","","2010-09-10"]
["10000330","VE20","VENTIL CAFETERIA","CH21/U900/____VE20","VENTIL CAFETERIA","","","","","HS 10.92","PROD APPR OAPP QAPP","1989-01-01","CH20A54052","2010-09-10","M","","","PM-G1","CH21","","","2010-09-10"]
["10000554","VE21","VENTIL MACHINE HAMO","CH21/U900/____VE21","VENTIL MACHINE HAMO","","","","","B1096","PROD APPR OAPP QAPP","1989-01-01","CH20A54052","2010-09-10","M","B102","","PM-C6","CH21","","","2010-09-10"]
["10000482","VE22","VENTI STERILISATION","CH21/U900/____VE22","VENTI STERILISATION","","","","","B0173","PROD APPR OAPP QAPP","1990-01-01","CH20A54052","2010-09-10","M","B102","","PM-C6","CH21","","","2010-09-10"]
["10002308","VE24","Ventilation ext. faux-plafond B1002","CH21/U900","HVAC","","","PARTN-AIR SA","","B2000","PROD APPR OAPP QAPP","1989-01-01","CH20A54052","2010-09-10","M","B102","","PM-G1","CH21","","","2010-09-10"]
["10000414","VE25","VENTI CHAUFFERIE","CH21/U900/____VE25","VENTI CHAUFFERIE","","","","","B0166","PROD APPR OAPP QAPP","1989-01-01","CH20A54052","2010-09-10","M","B102","","PM-G1","CH21","","","2010-09-10"]
["10000287","VE26","VENTI DESHUMIDIFICATION","CH21/U900/____VE26","VENTI DESHUMIDIFICATION","","","","","B0112 ?","PROD APPR OAPP QAPP","1989-01-01","CH20A54052","2010-09-10","M","B102","","PM-C6","CH21","","","2010-09-10"]
["10000627","VE29","VENTIL DECHETS RADIOACTIF","CH21/U900/____VE29","VENTIL DECHETS RADIOACTIF","MAYOR 25","","","","","PROD APPR OAPP QAPP","1988-03-15","CH20A54052","2010-09-10","M","B101","","PM-C6","CH21","","","2010-09-10"]
["10000826","VE30","VENTIL  S/S 7AIR MBK13","CH21/U900/____VE30","VENTIL  S/S 7AIR MBK13","","","LUWA SA","","A0172","PROD APPR OAPP QAPP","1990-01-01","CH20A54052","2010-09-10","M","B101","","PM-G1","CH21","","","2010-09-10"]
["10000960","VE33","ASPIRATION REZ","CH21/U900/____VE33","ASPIRATION REZ","","","","","A0122","PROD APPR OAPP QAPP","1989-01-01","CH20A54052","2010-09-10","M","B101","","PM-G1","CH21","","","2010-09-10"]
["10000475","VE42","EVAC. CHAPELLE G-H/","CH21/U900/____VE42","EVAC. CHAPELLE G-H/","","","","","A1069","PROD APPR OAPP QAPP","1989-01-01","CH20A54052","2010-09-10","M","B101","","PM-G1","CH21","","","2010-09-10"]
["10000546","VE43","EVAC. LABO A1074","CH21/U900/____VE43","EVAC. LABO A1074","","","","","A1074","PROD APPR OAPP QAPP","1989-01-01","CH20A54052","2010-09-10","M","B101","","PM-G1","CH21","","","2010-09-10"]
["10000223","VE45","VE45    EVACUATION  G-H/6","CH21/U900/____VE45","EVAC. G-H/6","CRDV 200D/200","N/A","COLASIT","","A1065","PROD APPR OAPP QAPP","2011-01-01","CH20A54052","2010-09-10","M","B101","","PM-G1","CH21","","","2011-01-01"]
["10000394","VE46","EVAC. CHAPELLE B/4-5","CH21/U900/____VE46","EVAC. CHAPELLE B/4-5","","","","","A1015","PROD APPR OAPP QAPP","1989-01-01","CH20A54052","2010-09-10","M","B101","","PM-G1","CH21","","","2010-09-10"]
["10000308","VE48","EVAC. WC SUD","CH21/U900/____VE48","EVAC. WC SUD","VTDA 712","","","","A1004","PROD APPR OAPP QAPP","1989-01-01","CH20A54052","2010-09-10","M","B101","","PM-G1","CH21","","","2010-09-10"]
["10000335","VE49","EVAC. WC NORD","CH21/U900/____VE49","EVAC. WC NORD","","","","","A1054","PROD APPR OAPP QAPP","1989-01-01","CH20A54052","2010-09-10","M","B101","","PM-G1","CH21","","","2010-09-10"]
["10000954","VE50","EVAC. 1er ETAGE","CH21/U900/____VE50","EVAC. 1er ETAGE","","","","","A2001","PROD APPR OAPP QAPP","1989-01-01","CH20A54052","2010-09-10","M","B101","","PM-G1","CH21","","","2010-09-10"]
["10000577","VE51","EVAC. A1039 E/","CH21/U900/____VE51","EVAC. A1039 E/","","","","","A1039","PROD APPR OAPP QAPP","1989-01-01","CH20A54052","2010-09-10","M","B101","","PM-G1","CH21","","","2010-09-10"]
["10000171","VE53","EVAC. CHAPELLE","CH21/U900/____VE53","EVAC. CHAPELLE","","","","","HS A1020","PROD APPR OAPP QAPP","1983-01-01","CH20A54052","2010-09-10","M","","","PM-C6","CH21","","","2010-09-10"]
["10000612","VE54","EVAC. SOLVANTS A1010","CH21/U900/____VE54","EVAC. SOLVANTS A1010","","","","","A1010","PROD APPR OAPP QAPP","1983-01-01","CH20A54052","2010-09-10","M","B101","","PM-G1","CH21","","","2010-09-10"]
["10000169","VE55","CHAPELLE A0035 C-D/8-9","CH21/U900/____VE55","CHAPELLE A0035 C-D/8-9","","","","","HS A0035","PROD APPR OAPP QAPP","1983-01-01","CH20A54052","2010-09-10","M","","","PM-G1","CH21","","","2010-09-10"]
["10002307","VE65","Ventilation extraction","CH21/U900","HVAC","","","WALDNER SA/2","","HS  (A10","PROD APPR OAPP QAPP","1990-01-01","CH20A54052","2010-09-10","M","","","PM-G1","CH21","","","2010-09-10"]
["10002306","VE67","Ventilation extraction","CH21/U900","HVAC","","","LUWA SA","","HS   (A2","PROD APPR OAPP QAPP","1990-01-01","CH20A54052","2010-09-10","M","","","PM-G1","CH21","","","2010-09-10"]
["10000241","VE68","VENTIL ANALYSE S/S A0132","CH21/U900/____VE68","VENTIL ANALYSE S/S A0132","","","LUWA SA","","A2000","PROD APPR OAPP QAPP","1990-01-01","CH20A54052","2010-09-10","M","B101","","PM-G1","CH21","","","2010-09-10"]
["10000494","VE69","Chapelle d'extraction A1033","CH21/U900/____VE69","Chapelle d'extraction","","","COLASIT SA","","A2000","PROD APPR OAPP QAPP","1990-01-01","CH20A54052","2010-09-10","M","B101","","PM-G1","CH21","","","2010-09-10"]
["10000218","VE70","Chapelle d'extraction A1033","CH21/U900/____VE70","Chapelle d'extraction","MAH 9056-8","","COLASIT SA","","A2000","PROD APPR OAPP QAPP","1990-01-01","CH20A54052","2010-09-10","M","B101","","PM-G1","CH21","","","2010-09-10"]
["10002305","VE71","Ventilation extraction","CH21/U900","HVAC","","","WALDNER SA/2","","HS  (A10","PROD APPR OAPP QAPP","1990-01-01","CH20A54052","2010-09-10","M","","","PM-G1","CH21","","","2010-09-10"]
["10002304","VE72","Ventilation extraction","CH21/U900","HVAC","","","WALDNER SA/2","","HS  (A10","PROD APPR OAPP QAPP","1990-01-01","CH20A54052","2010-09-10","M","","","PM-G1","CH21","","","2010-09-10"]
["10000281","VE73","VENTIL MACH. A SOUDER","CH21/U900/____VE73","VENTIL MACH. A SOUDER","","","LUWA SA","","HS   (A0","PROD APPR OAPP QAPP","1990-01-01","CH20A54052","2010-09-10","M","","","PM-C6","CH21","","","2010-09-10"]
["10002303","VE76","Ventilation extraction","CH21/U900","HVAC","","","","","HS  (A10","PROD APPR OAPP QAPP","1991-10-01","CH20A54052","2010-09-10","M","","","PM-C6","CH21","","","2010-09-10"]
["10000442","VE78","Extraction local B10103","CH21/U900/____VE78","Extraction local B10103","MKG 2,1","492/18270-1","","","B1006 FP","OUT  APPR OAPP QAPP","1990-01-01","CH20A54052","2010-09-10","M","B102","","PM-C6","CH21","","","2010-09-10"]
["10000590","VE80","EVAC. AUTOCLAVE","CH21/U900/____VE80","EVAC. AUTOCLAVE","CDV 280","","","","HS  (A10","PROD APPR OAPP QAPP","1993-07-05","CH20A54052","2010-09-10","M","B101","","PM-C6","CH21","","","2010-09-10"]
["10000426","VE81","EVAC. VESTIAIRE PH90","CH21/U900/____VE81","EVAC. VESTIAIRE PH90","41.102","","","","B0076-77","PROD APPR OAPP QAPP","1993-10-01","CH20A54052","2010-09-10","M","B102","","PM-G1","CH21","","","2010-09-10"]
["10000305","VE82","EVAC. VESTIAIRE PH90","CH21/U900/____VE82","EVAC. VESTIAIRE PH90","41.103","","","","B0096","PROD APPR OAPP QAPP","1993-10-01","CH20A54052","2010-09-10","M","B102","","PM-G1","CH21","","","2010-09-10"]
["10000358","VE83","EVAC. LAVERIE REZ PH90","CH21/U900/____VE83","EVAC. LAVERIE REZ PH90","B MODEL 3","","","","HS  B007","PROD APPR OAPP QAPP","1993-11-01","CH20A54052","2010-09-10","M","","","PM-C6","CH21","","","2010-09-10"]
["10000468","VE84","EVAC. LOCAL HUILES A0112","CH21/U900/____VE84","EVAC. LOCAL HUILES A0112","ANTLIA KTEX 40.20.4","","","","A0109","PROD APPR OAPP QAPP","1994-06-21","CH20A54052","2010-09-10","M","B101","","PM-C6","CH21","","","2010-09-10"]
["10000231","VE86","VENTIL.EXTRACTION B0044","CH21/U900/____VE86","VENTIL.EXTRACTION B0044","9.9","953.21.13.027.1","HEMAIR","","EXT A00","PROD GMP  BUS  APPR OAPP QAPP","1995-07-01","CH20A54052","2010-09-10","M","B102","","PM-C6","CH21","","","2010-09-10"]
["10000410","VE87","VENTILATEUR ARMOIRE VLT.","CH21/U900/____VE87","VENTILATEUR ARMOIRE VLT.","KVK 200","01952/088172/01","PARTN-AIR SA","","B0093","PROD APPR OAPP QAPP","1995-06-01","CH20A54052","2010-09-10","M","B102","","PM-G1","CH21","","","2010-09-10"]
["10000359","VE88","VENTILATEUR EXT ACIDE PER","CH21/U900/____VE88","VENTILATEUR EXT ACIDE PER","CHVK 125","N/A","COLASIT SA","","HS  (A20","PROD APPR OAPP QAPP","1995-08-01","CH20A54052","2010-09-10","M","","","PM-C6","CH21","","","2010-09-10"]
["10001166","VE89","VENTILATEUR EXTRACTION","CH21/U900/____VE89","VENTILATEUR EXTRACTION","CMV280","N/A","COLASIT SA","","A2000","PROD APPR OAPP QAPP","1995-08-21","CH20A54052","2010-09-10","M","B101","","PM-C6","CH21","","","2010-09-10"]
["10000235","VE90","VENT. EXTERIEUR B0044","CH21/U900/____VE90","VENT. EXTERIEUR B0044","1GD63N9-2","VDE0530.1/72","STEPHAN WERKE","","B0045","PROD GMP  BUS  APPR OAPP QAPP","1992-01-01","CH20A54052","2010-09-10","M","B102","","PM-C6","CH21","","","2010-09-10"]
["10000562","VE94","VENTIL.EXTRACTION B0044","CH21/U900/____VE94","VENTIL.EXTRACTION B0044","MKV025.500","136876","LANDIS & STAEFA","","HS H00","PROD GMP  BUS  APPR OAPP QAPP","1996-10-01","CH20A54052","2010-09-10","M","","","PM-C6","CH21","","","2010-09-10"]
["10000592","VE95","VENTIL.TUBULAIRE","CH21/U900/____VE95","VENTIL.TUBULAIRE","KVK250","02062/103866","","","B1037","PROD APPR OAPP QAPP","1996-01-01","CH20A54052","2010-09-10","M","B102","","PM-C6","CH21","","","2010-09-10"]
["10000656","VE96","VENTIL. EXTRACTION ET61","CH21/U900/____VE96","VENTIL. EXTRACTION ET61","CBT40","","COLASIT SA","","A1080","PROD APPR OAPP QAPP","1996-12-01","CH20A54052","2010-09-10","M","B101","","PM-C6","CH21","","","2010-09-10"]
["10000291","VE97","VENTIL. EXTRACITON (HA03)","CH21/U900/____VE97","VENTIL. EXTRACITON (HA03)","CMV160","","COLASIT SA","","A1044","PROD APPR OAPP QAPP","1996-12-01","CH20A54052","2010-09-10","M","B101","","PM-C6","CH21","","","2010-09-10"]
["10000186","VE98","VENTIL. EXTRACITON (HA02)","CH21/U900/____VE98","VENTIL. EXTRACITON (HA02)","CMV160","","COLASIT SA","","A1044","PROD APPR OAPP QAPP","1996-12-01","CH20A54052","2010-09-10","M","B101","","PM-C6","CH21","","","2010-09-10"]
["10001045","VE99","VENTILATION TABL.ELEC.WFI","CH21/U900/____VE99","VENTILATION TABL.ELEC.WFI","KVK250","OUALIPAC","PARTN-AIR SA","","B0170","PROD APPR OAPP QAPP","1997-07-01","CH20A54052","2010-09-10","M","B102","","PM-C6","CH21","","","2010-09-10"]
["10045004","XX","Surveillance vidéo CCTV","CH21/F700/____XX23","GESTION ACCES  CHAU1W0101","N/A","N/A","SIEMENS - ALBIS","","A1060","PROD EHS  APPR OAPP QAPP","2004-12-31","CH20A54052","2011-03-08","M","B101","","PM-H1","CH21","","","2004-12-31"]
["10065672","XX","Porte Accès ligne pack PL02","CH21/F700/____XX06","INSTAL. TECH. GEN. PH90","MAVIROLL SP EPOXY 1600X2580","POR11010399","MAVIFLEX","","B0067","PROD APPR OAPP QAPP","2011-01-01","CH20A54052","2014-08-25","M","B102","","PM-G","CH21","","","2014-08-25"]
["10065673","XX","Porte Accès ligne pack PL01","CH21/F700/____XX06","INSTAL. TECH. GEN. PH90","MAVIROLL SP EPOXY 1600X2580","POR14004980","MAVIFLEX","","B0067","PROD APPR OAPP QAPP","2014-01-01","CH20A54052","2014-08-25","M","B102","","PM-G","CH21","","","2014-08-25"]
["10065674","XX","Porte Accès ligne pack PL04","CH21/F700/____XX06","INSTAL. TECH. GEN. PH90","MAVIROLL SP EPOXY 1600X2380","POR12014291-1","MAVIFLEX","","B0082","PROD APPR OAPP QAPP","2012-01-01","CH20A54052","2014-08-25","M","B102","","PM-G","CH21","","","2014-08-25"]
["10065675","XX","Porte Accès local étiqueteuse","CH21/F700/____XX06","INSTAL. TECH. GEN. PH90","MAVIROLL SP EPOXY 1600X2380","POR12014291-3","MAVIFLEX","","B0021","PROD APPR OAPP QAPP","2012-01-01","CH20A54052","2014-08-25","M","B102","","PM-G","CH21","","","2014-08-25"]
["10065676","XX","Porte ligne pack PL05, fin de ligne","CH21/F700/____XX06","INSTAL. TECH. GEN. PH90","MAVIROLL SP EPOXY 1600X2380","POR12014291-2","MAVIFLEX","","B0063","PROD APPR OAPP QAPP","2012-01-01","CH20A54052","2014-08-25","M","B102","","PM-G","CH21","","","2014-08-25"]
["10065677","XX","Porte ligne pack PL05, robot assemblage","CH21/F700/____XX06","INSTAL. TECH. GEN. PH90","MAVIROLL SP EPOXY 1600X2380","POR11010401","MAVIFLEX","","B0063","PROD APPR OAPP QAPP","2011-01-01","CH20A54052","2014-08-25","M","B102","","PM-G","CH21","","","2014-08-25"]
["10065678","XX","Porte Accès contrôle visuel","CH21/F700/____XX06","INSTAL. TECH. GEN. PH90","MAVIROLL SP EPOXY 1600X2650","POR11015210","MAVIFLEX","","B0033","PROD APPR OAPP QAPP","2011-01-01","CH20A54052","2014-08-25","M","B102","","PM-G","CH21","","","2014-08-25"]
["10065679","XX","Porte Sas personnel","CH21/F700/____XX06","INSTAL. TECH. GEN. PH90","ST ST ISO-FLEX ES200 1 FLG.","N/A","DORMA","","B10102","PROD APPR OAPP QAPP","2013-01-01","CH20A54052","2014-08-25","M","B102","","PM-G","CH21","","","2014-08-25"]
["10065680","XX","Porte Sas matériel","CH21/F700/____XX06","INSTAL. TECH. GEN. PH90","ST ST ISO-FLEX ES200 1 FLG.","N/A","DORMA","","B1096","PROD APPR OAPP QAPP","2013-01-01","CH20A54052","2014-08-25","M","B102","","PM-G","CH21","","","2014-08-25"]
["10065681","XX","Porte Entrée matériel sale","CH21/F700/____XX06","INSTAL. TECH. GEN. PH90","ST ST ISO-FLEX ES200 1 FLG.","N/A","DORMA","","B1096","PROD APPR OAPP QAPP","2013-01-01","CH20A54052","2014-08-25","M","B102","","PM-G","CH21","","","2014-08-25"]
["10065682","XX","Porte Remplissage colonnes","CH21/F700/____XX06","INSTAL. TECH. GEN. PH90","ST ST ISO-FLEX ES200 1 FLG.","N/A","DORMA","","B1094","PROD APPR OAPP QAPP","2013-01-01","CH20A54052","2014-08-25","M","B102","","PM-G","CH21","","","2014-08-25"]
["10065683","XX","Porte Sas sortie matériel","CH21/F700/____XX06","INSTAL. TECH. GEN. PH90","ST ST ISO-FLEX ES200 1 FLG.","N/A","DORMA","","B1079","PROD APPR OAPP QAPP","2013-01-01","CH20A54052","2014-08-25","M","B102","","PM-G","CH21","","","2014-08-25"]
["10065684","XX","Porte Sortie matériel propre","CH21/F700/____XX06","INSTAL. TECH. GEN. PH90","ST ST ISO-FLEX ES200 1 FLG.","N/A","DORMA","","B1096","PROD APPR OAPP QAPP","2013-01-01","CH20A54052","2014-08-25","M","B102","","PM-G","CH21","","","2014-08-25"]
["10065685","XX","Porte Accès local CIP/SIP","CH21/F700/____XX06","INSTAL. TECH. GEN. PH90","ST ST ISO-FLEX ES200 1 FLG.","N/A","DORMA","","B10103","PROD APPR OAPP QAPP","2013-01-01","CH20A54052","2014-08-25","M","B102","","PM-G","CH21","","","2014-08-25"]
["10065686","XX","Porte Accès local CIP/SIP","CH21/F700/____XX06","INSTAL. TECH. GEN. PH90","ST ST ISO-FLEX ES200 1 FLG.","N/A","DORMA","","B10103","PROD APPR OAPP QAPP","2013-01-01","CH20A54052","2014-08-25","M","B102","","PM-G","CH21","","","2014-08-25"]
["10065687","XX","Porte Accès traitement déchets","CH21/F700/____XX06","INSTAL. TECH. GEN. PH90","ST ST ISO-FLEX ES200 1 FLG.","N/A","DORMA","","B10104","PROD APPR OAPP QAPP","2013-01-01","CH20A54052","2014-08-25","M","B102","","PM-G","CH21","","","2014-08-25"]
["10065688","XX","Porte Local solvant","CH21/F700/____XX06","INSTAL. TECH. GEN. PH90","ST ST ISO-FLEX ES200 1 FLG.","N/A","DORMA","","B10125","PROD EHS  APPR OAPP QAPP","2014-01-01","CH20A54052","2014-08-25","M","B102","","PM-G","CH21","","","2014-08-25"]
["10065689","XX","Porte QC incoming","CH21/F700","Security & Acess","MAVIROLL SP EPOXY 1900X2240","POR13010618","MAVIFLEX","","K0012","PROD APPR OAPP QAPP","2013-01-01","CH20A54052","2014-08-25","M","B104","","PM-G","CH21","","","2014-08-25"]
["10065690","XX","Porte QC incoming","CH21/F700","Security & Acess","MAVIROLL SP EPOXY 1000X2240","POR13010613","MAVIFLEX","","K0014","PROD APPR OAPP QAPP","2013-01-01","CH20A54052","2014-08-25","M","B104","","PM-G","CH21","","","2014-08-25"]
["10065691","XX","Porte coupe-feu","CH21/F700","Security & Acess","BMT EI60","22535","BMT","","K0003","PROD EHS  APPR OAPP QAPP","2014-01-01","CH20A54052","2014-08-25","M","B104","","PM-G","CH21","","","2014-08-25"]
["10065692","XX","Porte Ancienne déchetterie","CH21/F700","Security & Acess","SST","490457 / 10-001","BATOR","","K0011","PROD EHS  APPR OAPP QAPP","2001-01-01","CH20A54052","2014-08-25","M","B104","","PM-G","CH21","","","2014-08-25"]
["10065693","XX","Porte Ancienne déchetterie","CH21/F700","Security & Acess","SST","490457 / 20-001","BATOR","","K0011","PROD EHS  APPR OAPP QAPP","2001-01-01","CH20A54052","2014-08-25","M","B104","","PM-G","CH21","","","2014-08-25"]
["10065694","XX","Porte Réception magasin","CH21/F700","Security & Acess","SPU30","02-958151","HORMANN","","K0002","PROD EHS  APPR OAPP QAPP","1997-01-01","CH20A54052","2014-08-25","M","B104","","PM-G","CH21","","","2014-08-25"]
["10065695","XX","Porte Réception magasin","CH21/F700","Security & Acess","0382-5248-SP","21321857-1","ALPHA DEUREN","","K0018","PROD EHS  APPR OAPP QAPP","2013-01-01","CH20A54052","2014-08-25","M","B104","","PM-G","CH21","","","2014-08-25"]
["10065696","XX","Porte battante/coupe-feu","CH21/F700","Security & Acess","PORTE: KT-T30","PORTE: 1406 8733 0001 01","DORMA","","K0105","PROD EHS  APPR OAPP QAPP","2014-01-01","CH20A54052","2014-08-25","M","B104","","PM-G","CH21","","","2014-08-25"]
["10071280","XX","Kit  EPI  n°1","CH21/S200","Technical services","SET DE 14 PIÈCES","N/A","CAMP","","H0002","PROD EHS  APPR OAPP QAPP","2016-10-11","CH20A54052","2017-01-11","M","B105","","PM-G","CH21","","","2016-10-11"]
["10071281","XX","Kit  EPI  n°2","CH21/S200","Technical services","SET DE 14 PIÈCES","N/A","CAMP","","B10109","PROD EHS  APPR OAPP QAPP","2016-10-11","CH20A54052","2017-01-11","M","B102","","PM-G","CH21","","","2016-10-11"]
["10071282","XX","Kit  EPI  n°3","CH21/S200","Technical services","SET DE 14 PIÈCES","N/A","CAMP","","S0136","PROD EHS  APPR OAPP QAPP","2016-10-11","CH20A54052","2017-01-11","M","B108","","PM-G","CH21","","","2016-10-11"]
["10071283","XX","Kit  EPI  n°4","CH21/S200","Technical services","SET DE 14 PIÈCES","N/A","CAMP","","M0116","PROD EHS  APPR OAPP QAPP","2016-10-11","CH20A54052","2017-01-11","M","B103","","PM-G","CH21","","","2016-10-11"]
["10071849","XX","Kit  EPI  n°5","CH21/S200","Technical services","SET DE 14 PIÈCES","N/A","CAMP","","M0106","PROD EHS  APPR OAPP QAPP","2017-02-22","CH20A54052","2017-02-23","M","B103","","PM-G","CH21","","","2017-02-22"]
["10071852","XX","Kit  EPI  n°6","CH21/S200","Technical services","SET DE 14 PIÈCES","N/A","CAMP","","M0116","PROD EHS  APPR OAPP QAPP","2017-02-22","CH20A54052","2017-02-24","M","B103","","PM-G","CH21","","","2017-02-22"]
["10071853","XX","Kit  EPI  n°7","CH21/S200","Technical services","SET DE 14 PIÈCES","N/A","CAMP","","M0116","PROD EHS  APPR OAPP QAPP","2017-02-22","CH20A54052","2017-02-24","M","B103","","PM-G","CH21","","","2017-02-22"]
["10073898","XX","Kit  EPI Orbital","CH21/S200","Technical services","ORBITAL","N/A","CAMP","","CC0021","PROD EHS  APPR OAPP QAPP","2017-10-24","CH20A54052","2017-10-30","M","B203","","PM-G","CH21","","","2017-10-30"]
["10073899","XX","Kit  EPI Orbital","CH21/S200","Technical services","ORBITAL","N/A","CAMP","","CC0021","PROD EHS  APPR OAPP QAPP","2017-10-24","CH20A54052","2017-10-30","M","B203","","PM-G","CH21","","","2017-10-30"]
["10074365","XX","Porte tambour sas personnel K0109","CH21/F700","Security & Acess","SAS UNICITÉ TYPE","0382-50-671-01/17","Alluser industries","","K0109","PROD EHS  APPR OAPP QAPP","2017-08-09","CH20A54052","2017-12-06","M","B104","","PM-G","CH21","","","2017-10-30"]
["10074366","XX","Porte tambour sas personnel B01100","CH21/F700","Security & Acess","SAS UNICITÉ TYPE E2","0382-50-672-01/17","Alluser industries","","B01100","PROD EHS  APPR OAPP QAPP","2017-07-27","CH20A54052","2017-12-06","M","B102","","PM-G","CH21","","","2017-09-29"]
["10074367","XX","Porte tambour sas personnel  A0112","CH21/F700","Security & Acess","SAS UNICITÉ TYPE E4","0382-6503-02/17","Alluser industries","","A0112","PROD EHS  APPR OAPP QAPP","2017-02-03","CH20A54052","2017-12-06","M","B101","","PM-G","CH21","","","2017-06-23"]
["10076139","XX","Porte à enrouleur extérieur","CH21/F700","Security & Acess","0260-220","0382 6503 03/17","","","B0003","PROD APPR OAPP QAPP","2016-11-28","CH20A54052","2018-04-12","M","B102","X","PM-G","CH21","","","2018-11-06"]
["10077004","XX","Porte coulissante EI60 Chambre Froide","CH21/F700","Security & Acess","COOL IT","","Wemag AG","","B0114","CON  GMP  EHS  NAPP","2018-01-01","CH20A54055","2018-06-28","M","B102","","PM-G1","CH21","","","2018-02-01"]
["10077124","XX","Station de distribution de diphotérine","CH21/S200","Technical services","DAPD+LMPE DAS","T-10202491","Tinovamed","","M0001","PROD EHS  APPR OAPP QAPP","2017-11-28","CH20A54052","2018-07-16","M","B103","","PM-G","CH21","","","2018-03-01"]
["10077130","XX","Station de distribution de diphotérine","CH21/S200","Technical services","DAPD+LMPE DAS","T-02230060","Tinovamed","","B0005","PROD EHS  APPR OAPP QAPP","2017-11-28","CH20A54052","2018-07-16","M","B102","","PM-G","CH21","","","2018-03-01"]
["10077131","XX","Station de distribution de diphotérine","CH21/S200","Technical services","DAPD+LMPE DAS","T-10202714","Tinovamed","","A1019","PROD EHS  APPR OAPP QAPP","2017-11-28","CH20A54052","2018-07-16","M","B101","","PM-G","CH21","","","2018-03-01"]
["10079414","XX","Kit  EPI  n°8","CH21/S200","Technical services","FOCUS VEST","0817 2515","CAMP","","T0001","PROD EHS  APPR OAPP QAPP","2018-05-16","CH20A54052","2018-09-12","M","B114","","PM-G","CH21","","","2018-09-03"]
["10080243","XX","Porte tambour sas personnel B0085","CH21/F700","Security & Acess","SAS UNICITÉ TYPE E4","","Alluser industries","","B0085","PROD APPR OAPP QAPP","2017-11-07","CH20A54052","2018-10-31","M","B102","","PM-G1","CH21","","","2018-10-05"]
["10080705","XX","Porte MAL entrée","CH21/F700","Security & Acess","MAVICLEAN","","MAVIFLEX","","B01102","PROD GMP  EHS  BUS  APPR OAPP QAPP","2018-11-20","CH20A54052","2018-12-03","M","B102","","PM-G","CH21","","","2018-12-12"]
["10080706","XX","Porte MAL sortie","CH21/F700","Security & Acess","MAVICLEAN","","MAVIFLEX","","B01102","PROD GMP  EHS  BUS  APPR OAPP QAPP","2018-11-20","CH20A54052","2018-12-03","M","B102","","PM-G","CH21","","","2018-12-12"]
["10080707","XX","Porte chambre froide","CH21/F700","Security & Acess","KTS-T30","","Rosin","","B01107","PROD GMP  EHS  BUS  APPR OAPP QAPP","2018-11-20","CH20A54052","2018-12-03","M","B102","","PM-G","CH21","","","2018-12-12"]
["10080708","XX","Porte MAL coupe-feu entrée","CH21/F700","Security & Acess","","","Rosin","","B01102","PROD GMP  EHS  BUS  APPR OAPP QAPP","2018-11-20","CH20A54052","2018-12-03","M","B102","","PM-G","CH21","","","2018-12-12"]
["10002362","XX01","ENTRETIEN EXTERIEUR","CH21/S200","Technical services","","","","","EXT.","PROD APPR OAPP QAPP","1990-01-01","CH20A54052","2010-09-10","M","B101","","PM-G","CH21","","","2010-09-10"]
["10000525","XX02","BATIMENT PH80","CH21/B800/____XX02","BATIMENT PH80","","","","","A","PROD APPR OAPP QAPP","1990-01-01","CH20A54052","2010-09-10","M","B101","","PM-G","CH21","","","2010-09-10"]
["10000350","XX02XX003","BATIMENT TECHNIQUE \"H\"","CH21/B800/____XX02/XX003","BATIMENT TECHNIQUE \"H\"","","","","","H","PROD APPR OAPP QAPP","1990-01-01","CH20A54052","2010-09-10","M","B105","","PM-G","CH21","","","2010-09-10"]
["10000300","XX02XX005","BATIMENT AUDEMARS \"L\"","CH21/B800/____XX02/XX005","BATIMENT AUDEMARS \"L\"","","","","","L","PROD APPR OAPP QAPP","1990-01-01","CH20A54052","2010-09-10","M","B106","","PM-G","CH21","","","2010-09-10"]
["10000228","XX02XX006","Divers MAGASIN BATIMENT K","CH21/B800/____XX02/XX006","Divers MAGASIN BATIMENT K","","","","","K","PROD APPR OAPP QAPP","1990-01-01","CH20A53555","2010-09-10","M","B104","","PM-C4","CH21","","","2010-09-10"]
["10000424","XX03","BATIMENT PH90","CH21/B800/____XX03","BATIMENT PH90","","","","","B","PROD APPR OAPP QAPP","1990-01-01","CH20A54052","2010-09-10","M","B102","","PM-G","CH21","","","2010-09-10"]
["10000385","XX03XX001","BATIMENT FILL&FINISH \"M\"","CH21/B800/____XX03/XX001","BATIMENT FILL&FINISH \"M\"","","","","","M","PROD APPR OAPP QAPP","1990-01-01","CH20A54052","2010-09-10","M","B103","","PM-G","CH21","","","2010-09-10"]
["10069904","XX04","BATIMENT   Packaging  \"S\"","CH21/B800/____XX04","BATIMENT   Packaging  \"S\"","","","","","S","PROD APPR OAPP QAPP","2016-01-01","CH20A54052","2016-04-29","M","B108","","PM-G","CH21","","","2017-01-01"]
["10000312","XX05","INSTAL. TECH. GEN. PH80","CH21/F700/____XX05","INSTAL. TECH. GEN. PH80","","","","","","PROD APPR OAPP QAPP","1990-01-01","CH20A54052","2010-09-10","M","B101","","PM-H1","CH21","","","2010-09-10"]
["10000266","XX05XX002","PORTE TAMBOUR D'ENTREE PH80","CH21/F700/____XX05/XX002","TAMBOUR D'ENTREE PH80","","","KABA GILGEN AG/2","","A0002","PROD APPR OAPP QAPP","1994-02-01","CH20A54052","2010-09-10","M","B101","","PM-G","CH21","","","2010-09-10"]
["10000229","XX05XX003","PORTE AUTOMATIQUE PH80","CH21/F700/____XX05/XX003","PORTE AUTOMATIQUE PH80","G2-0435-990","75516A1","KABA GILGEN AG/2","","A0051","PROD APPR OAPP QAPP","1998-09-21","CH20A54052","2010-09-10","M","B101","","PM-G","CH21","","","2010-09-10"]
["10000249","XX06","INSTAL. TECH. GEN. PH90","CH21/F700/____XX06","INSTAL. TECH. GEN. PH90","","","","","B","PROD APPR OAPP QAPP","1990-01-01","CH20A54052","2010-09-10","M","B102","","PM-H1","CH21","","","2010-09-10"]
["10000393","XX06XX001","PORTE VESTIAIRE PH90","CH21/F700/____XX06/XX001","PORTE VESTIAIRE PH90","METORAN SLS 1102 190","","KABA GILGEN AG/2","","B0001","PROD APPR OAPP QAPP","1989-01-01","CH20A54052","2010-09-10","M","B102","","PM-G","CH21","","","2010-09-10"]
["10000638","XX06XX003","PORTE  TAMBOUR D'ENTREE PH90","CH21/F700/____XX06/XX003","TAMBOUR D'ENTREE PH90","GERYON-1-PR-120°","","KABA GILGEN AG/2","","B0085","PROD APPR OAPP QAPP","1993-10-01","CH20A54052","2010-09-10","M","B102","","PM-G","CH21","","","2010-09-10"]
["10000495","XX06XX004","PORTE AUTO - 2 BATTANTS","CH21/F700/____XX06/XX004","PORTE AUTO - 2 BATTANTS","F3-870","","KABA GILGEN AG/2","","B0006","PROD APPR OAPP QAPP","1990-01-01","CH20A54052","2010-09-10","M","B102","","PM-G","CH21","","","2010-09-10"]
["10000488","XX06XX007","PORTE AUTO -COULISSANTE","CH21/F700/____XX06/XX007","PORTE AUTO -COULISSANTE","SLM-111","","KABA GILGEN AG/2","","B1001","PROD APPR OAPP QAPP","1990-01-01","CH20A54052","2010-09-10","M","B102","","PM-G","CH21","","","2010-09-10"]
["10002360","XX08","GESTION DES DECHETS","CH21/S200","Technical services","","","","","","PROD APPR OAPP QAPP","1990-01-01","CH20A54052","2010-09-10","M","B101","","PM-G","CH21","","","2010-09-10"]
["10002359","XX09","SECURITE ET ENVIRONNEMENT","CH21/S200","Technical services","","","","","","PROD APPR OAPP QAPP","1990-01-01","CH20A54052","2010-09-10","M","B101","","PM-G","CH21","","","2010-09-10"]
["10000500","XX10","Service Technique Général","CH21/S200/____XX10","SERVICE TECHNIQUE GENERAL","","","","12345678901234567890","","PROD APPR OAPP QAPP","1990-01-01","CH20A54052","2010-09-10","M","B101","","PM-A","CH21","","","2010-09-10"]
["10077013","XX100","XX100:Rampe PTU et porte sectionelle N°2","CH21/S200","Technical services","","","Morand SA","","K0047","PROD APPR OAPP QAPP","2018-06-01","CH20A54052","2018-06-28","M","B104","","PM-G1","CH21","","","2018-07-01"]
["10081979","XX100","XX100 Station monitoring pression cuve","CH21/P302","Pharmaceutical - ligne 2","PS200L","J01660-11","Atec Pharmatechnik GMBH","","B00171","PROD GMP  EHS  BUS  APPR OAPP QAPP","2017-08-02","CH20A54052","2019-04-03","M","B102","","PM-C6","CH21","","","2019-05-31"]
["10077014","XX101","XX101:Rampe PTU et porte sectionelle N°1","CH21/S200","Technical services","","","Morand SA","","K0046","PROD APPR OAPP QAPP","2018-06-01","CH20A54052","2018-06-28","M","B104","","PM-G1","CH21","","","2018-06-01"]
["10077025","XX102","Système Caméra salle blanche suite2","CH21/P302","Pharmaceutical - ligne 2","HP PROLIANT ML350E GEN9","CZ2711OOQO","ETAVIS","","M0029","PROD APPR OAPP QAPP","2017-06-26","CH20A54057","2018-06-29","M","B103","","PM-D1","CH21","","","2017-06-26"]
["10077026","XX103","Système Caméra salle blanche suite3 et 5","CH21/P300","Pharmaceutical dry forms","HP PROLIANT ML350E GEN9","E2O170235","ETAVIS","","B0071","PROD APPR OAPP QAPP","2018-02-28","CH20A54057","2018-06-29","M","B102","","PM-D1","CH21","","","2018-02-28"]
["10080045","XX104","XX104 Porteà rouleaux SAS matériel USP4","CH21/F700","Security & Acess","PX","P160093","","","B1059","PROD APPR OAPP QAPP","2017-06-01","CH20A54052","2018-10-23","M","B102","","PM-G1","CH21","","","2017-07-01"]
["10080046","XX105","XX105 Porteà rouleaux SAS matériel USP1","CH21/F700","Security & Acess","PX","P160092","","","B1012","PROD APPR OAPP QAPP","2015-12-01","CH20A54052","2018-10-23","M","B102","","PM-G1","CH21","","","2016-05-01"]
["10080047","XX106","XX106 Porteà rouleaux SAS matériel USP1","CH21/F700","Security & Acess","PX","P160091","","","B1012","PROD APPR OAPP QAPP","2015-12-01","CH20A54052","2018-10-23","M","B102","","PM-G1","CH21","","","2016-05-01"]
["10081052","XX107","XX107 Porte automatique à rouleau","","","MAVICLEAN EPOXY","","Maviflex","","K0030","CON  GMP  BUS  NAPP",null,"CH20A54052","2019-01-16","M","B104","","PM-C6","CH21","",""]
["10081053","XX108","XX108 Porte automatique à rouleau","","","MAVICLEAN EPOXY","","Maviflex","","K0031","CON  GMP  BUS  NAPP",null,"CH20A54052","2019-01-16","M","B104","","PM-C6","CH21","",""]
["10081054","XX109","XX109 Porte automatique à rouleau","","","MAVICLEAN EPOXY","","Maviflex","","K0031","CON  GMP  BUS  NAPP",null,"CH20A54052","2019-01-16","M","B104","","PM-C6","CH21","",""]
["10000578","XX10XX001","CONTROLES INSTAL. FROID","CH21/S200/____XX10/XX001","CONTROLES INSTAL. FROID","","","","","B","PROD APPR OAPP QAPP","1990-01-01","CH20A54052","2010-09-10","M","B102","","PM-C3","CH21","","","2010-09-10"]
["10000428","XX10XX002","AUTOMATION","CH21/S200/____XX10/XX002","AUTOMATION","","","","","LSA","PROD APPR OAPP QAPP","1990-01-01","CH20A54052","2010-09-10","M","B101","","PM-H","CH21","","","2010-09-10"]
["10081055","XX110","XX110 Porte automatique à rouleau","","","MAVICLEAN EPOXY","","Maviflex","","K0031","CON  GMP  BUS  NAPP",null,"CH20A54052","2019-01-16","M","B104","","PM-C6","CH21","",""]
["10082271","XX110","XX110  Systéme de Monitoring","CH21/U650","BAS & Automation System","","","","","","CON  NAPP",null,"CH20A54052","2019-04-26","M","","","PM-H","CH21","",""]
["10081130","XX111","Système Caméra KEYENCE","CH21/P304","Contrôle Visuel FDF","","","Keyence","CV-X100 Series V2.1","S2022","PROD GMP  BUS  APPR OAPP QAPP","2013-04-15","CH20A54057","2019-01-30","M","B108","","PM-C4","CH21","","","2013-04-15"]
["10081585","XX112","XX112 SCADA intégrité gants SP70 stopper","CH21/P302","Pharmaceutical - ligne 2","","","SKAN AG","","B00171","PROD GMP  BUS  APPR OAPP QAPP","2017-08-01","CH20A54057","2019-03-11","M","B102","","PM-D1","CH21","","","2019-05-30"]
["10082505","XX113","XX113 SCADA Virtuel Prd EP & Dis","CH21/U120","Water PreTreatment","","3-32012101-003-001","ISE Vienne (A)","iFix 6.0-iHistorian","S0102","CON  GMP  BUS  APPR OAPP QAPP","2019-05-20","CH20A54052","2019-05-24","M","B108","","PM-H","CH21","","","2019-05-20"]
["10082996","XX114","Gestion des portes interlock,QC Sampling","CH21/U650/___XX114","Gestion des portes interlock,QC Sampling","N/A","","Siemens S7","","","CON  GMP  EHS  BUS  NAPP","2019-05-28","CH20A54052","2019-07-15","M","","","PM-H","CH21","",""]
["10082272","XX115","XX115 Gestion des portes interlock","CH21/U650/___XX115","Gestion des portes interlock","","","","","","CON  NAPP",null,"CH20A54052","2019-04-26","M","","","PM-H","CH21","",""]
["10001073","XX12XX001","INSTAL. ALARMES TECH.","CH21/S200/____XX12/XX001","INSTAL. ALARMES TECH.","CZ10","B08349-1","SIEMENS - LANDIS & STAEFA DIV.","","CC0114","PROD APPR OAPP QAPP","1998-06-01","CH20A54052","2010-09-10","M","B203","","PM-H1","CH21","","","2010-09-10"]
["10000949","XX16CP001","COMPRESSEUR 1","CH21/U510/____XX16/CP001","COMPRESSEUR 1","","","","","CC006","PROD BUS  APPR OAPP QAPP","1990-01-01","CH20A54052","2010-09-10","M","B203","","PM-C5","CH21","","","2010-09-10"]
["10000837","XX16CP002","COMPRESSEUR 2","CH21/U510/____XX16/CP002","COMPRESSEUR 2","","","","","CC006","PROD BUS  APPR OAPP QAPP","1990-01-01","CH20A54052","2010-09-10","M","B203","","PM-C5","CH21","","","2010-09-10"]
["10000632","XX16RS001","Cuve de stockage air comp.","CH21/U510/____XX16","GAZ, AIR COMP. COINSINS","","2593","METKON SA","","CC015","PROD GMP  EHS  BUS  APPR OAPP QAPP EAPP","1986-12-01","CH20A54052","2010-09-10","M","B203","","PM-C1","CH21","","","2010-09-10"]
["10000455","XX16RS002","Cuve de stockage air comp.","CH21/U510/____XX16","GAZ, AIR COMP. COINSINS","","2356","METKON SA","","CC015","PROD GMP  EHS  BUS  APPR OAPP QAPP EAPP","1986-12-01","CH20A54052","2010-09-10","M","B203","","PM-C1","CH21","","","2010-09-10"]
["10000318","XX17","GAZ, AIR COMP.PH80","CH21/U510/____XX17","GAZ, AIR COMP.PH80","","","MILLIQUET SA","","A0111","PROD GMP  BUS  APPR OAPP QAPP","1983-01-01","CH20A54052","2010-09-10","M","B101","","PM-C1","CH21","","","2010-09-10"]
["10000427","XX17CP002","COMPRESSEUR BAT: H","CH21/U510/____XX17/CP002","COMPRESSEUR BAT: H","XB-600-X","16616","AEBERHARDT  AG","","H1001","PROD BUS  APPR OAPP QAPP","1986-01-01","CH20A54052","2010-09-10","M","B105","","PM-C5","CH21","","","2010-09-10"]
["10000407","XX17XX001","GAZ NATUREL PH80","CH21/U530/XX17XX01","GAZ NATUREL PH80","","","MILLIQUET SA","","A0111","PROD BUS  APPR OAPP QAPP","1983-01-01","CH20A54052","2010-09-10","M","B101","","PM-C5","CH21","","","2010-09-10"]
["10000170","XX17XX001DP001","Station de détente gaz pour CH01","CH21/U530/XX17XX01","GAZ NATUREL PH80","N/A","","","","A0111","PROD BUS  APPR OAPP QAPP","2000-11-23","CH20A54052","2010-09-10","M","B101","","PM-C5","CH21","","","2010-09-10"]
["10000497","XX17XX001DP002","Station de détente gaz pour Labos","CH21/U530/XX17XX01","GAZ NATUREL PH80","N/A","","","","A0111","PROD BUS  APPR OAPP QAPP","2000-11-23","CH20A54052","2010-09-10","M","B101","","PM-C5","CH21","","","2010-09-10"]
["10000297","XX18","GAZ, AIR COMP. PH90- F&F","CH21/U510/____XX18","GAZ, AIR COMP. PH90- F&F","","","MILLIQUET SA","","B0127","PROD GMP  BUS  APPR OAPP QAPP","1989-01-01","CH20A54052","2010-09-10","M","B102","","PM-C1","CH21","","","2010-09-10"]
["10067710","XX18DP","Station de détente gaz  Méthane  PH80","CH21/U520","Gases","CLSA1 200-10-10","","CARBAGAS","","F0002","PROD EHS  APPR OAPP QAPP","2015-05-28","CH20A54052","2015-05-29","M","B107","","PM-C5","CH21","","","2015-05-28"]
["10000285","XX18IM001","Télémétring carbagas (location)","CH21/U510/____XX18","GAZ, AIR COMP. PH90- F&F","DIVA MASTER","","CARBAGAS","","F0003","PROD BUS  APPR OAPP QAPP","1999-07-01","CH20A54052","2010-09-10","M","B107","","PM-C5","CH21","","","2010-09-10"]
["10060904","XX18LD001","Sonde de point de rosée","CH21/U510/____XX18/LD001","Sonde de point de rosée","FA410","0413-2124","CS INSTRUMENTS","","B0127","PROD GMP  APPR OAPP QAPP","2013-02-27","CH20A54052","2013-02-27","M","B102","","PM-C1","CH21","","","2013-03-19"]
["10000604","XX18RS001","Cuve de stockage air comp.","CH21/U510/____XX18","GAZ, AIR COMP. PH90- F&F","","50202/2","AEBERHARDT  AG","","B0127","PROD GMP  EHS  BUS  APPR OAPP QAPP EAPP","1988-11-03","CH20A54052","2010-09-10","M","B102","","PM-C1","CH21","","","2010-09-10"]
["10000519","XX18RS002","Cuve de stockage air comp.","CH21/U510/____XX18","GAZ, AIR COMP. PH90- F&F","","50202/1","AEBERHARDT  AG","","M0110","PROD GMP  EHS  BUS  APPR OAPP QAPP EAPP","1988-11-03","CH20A54052","2010-09-10","M","B103","","PM-C1","CH21","","","2010-09-10"]
["10000375","XX18XX001","RESEAU D'AZOTE","CH21/U520/XX18XX01","RESEAU D'AZOTE","N2","","CARBAGAS","","F0003","PROD GMP  BUS  APPR OAPP QAPP","1989-01-01","CH20A54052","2010-09-10","M","B107","","PM-C1","CH21","","","2010-09-10"]
["10000790","XX18XX001RS001","CITERNE AZOTE LIQUIDE 4m3","CH21/U520/XX18XX01/RS001","CITERNE AZOTE LIQUIDE 4m3","N2","CC-5000/636","CARBAGAS","","F0003","PROD GMP  BUS  APPR OAPP QAPP","1989-01-01","CH20A54052","2010-09-10","M","B107","","PM-C1","CH21","","","2010-09-10"]
["10000626","XX18XX001RS003","CITERNE AZOTE LIQUIDE 21m3","CH21/U520/XX18XX01/RS003","CITERNE AZOTE LIQUIDE 21m3","N2","VT21/19 41387","CARBAGAS","","F0003","PROD GMP  BUS  APPR OAPP QAPP","2003-07-03","CH20A54052","2010-09-10","M","B107","","PM-C1","CH21","","","2010-09-10"]
["10000772","XX18XX002","RESEAU D'OXYGENE","CH21/U520/XX18XX02","RESEAU D'OXYGENE","O2","","CARBAGAS","","F0001","PROD GMP  BUS  APPR OAPP QAPP","1989-01-01","CH20A54052","2010-09-10","M","B107","","PM-C1","CH21","","","2010-09-10"]
["10000811","XX18XX002RS001","CITERNE OXYGENE TECH. 5m3 (location)","CH21/U520/XX18XX02","RESEAU D'OXYGENE","CC-5000/929","","CARBAGAS","","F0003","PROD GMP  BUS  APPR OAPP QAPP","1999-07-01","CH20A54052","2010-09-10","M","B107","","PM-C1","CH21","","","2010-09-10"]
["10000945","XX18XX003","RESEAU GAZ CARBONIQUE","CH21/U520/XX18XX03","RESEAU GAZ CARBONIQUE","CO2","","CARBAGAS","","F0001","PROD GMP  BUS  APPR OAPP QAPP","1989-01-01","CH20A54052","2010-09-10","M","B107","","PM-C1","CH21","","","2010-09-10"]
["10001018","XX18XX005","RESEAU D'HELIUM","CH21/U520/XX18XX05","RESEAU D'HELIUM","HE","","CARBAGAS","","F0001","PROD BUS  APPR OAPP QAPP","1989-01-01","CH20A54052","2010-09-10","M","B107","","PM-C5","CH21","","","2010-09-10"]
["10001135","XX18XX006","RESEAU DE PROPANE","CH21/U520/XX18XX06","RESEAU DE PROPANE","","","CARBAGAS","","F0002","PROD BUS  APPR OAPP QAPP","1989-01-01","CH20A54052","2010-09-10","M","B107","","PM-C5","CH21","","","2010-09-10"]
["10000311","XX18XX008","GAZ NATUREL PH90","CH21/U530/XX18XX08","GAZ NATUREL PH90","","","MILLIQUET SA","","B0161","PROD BUS  APPR OAPP QAPP","1989-01-01","CH20A54052","2010-09-10","M","B102","","PM-C5","CH21","","","2010-09-10"]
["10000509","XX18XX008DP003","Station de détente gaz pour GN01CD004","CH21/U530/XX18XX08","GAZ NATUREL PH90","N/A","","","","F0005","PROD BUS  APPR OAPP QAPP","2000-11-23","CH20A54052","2010-09-10","M","B107","","PM-C5","CH21","","","2010-09-10"]
["10000371","XX18XX009","RESEAU  mélange gaz :  AC et CO2","CH21/U520/XX18XX09","RESEAU  mélange gaz  AC et CO2","AC + CO2","","CARBAGAS","","F0001","PROD APPR OAPP QAPP","2008-07-01","CH20A54052","2010-09-10","M","B107","","PM-C5","CH21","","","2010-09-10"]
["10000447","XX19","Câblage informatique","CH21/U620/____XX19","Câblage informatique","","","","","ABMKHL","PROD APPR OAPP QAPP","1990-01-01","CH20A54052","2010-09-10","M","B101","","PM-H1","CH21","","","2010-09-10"]
["10000758","XX20","Répartiteur téléphonique (rack)","CH21/U620/____XX20","Répartiteur téléphonique (rack)","","","TELECOM SYSTEMS","","A0062","PROD APPR OAPP QAPP","1990-01-01","CH20A54052","2010-09-10","M","B101","","PM-H1","CH21","","","2010-09-10"]
["10001036","XX22","GESTION HORAIRE","CH21/F700/____XX22","GESTION HORAIRE","","","SIEMENS SUISSE SA(Cerberus)","","A0158 B0","PROD APPR OAPP QAPP","1990-01-01","CH20A54052","2010-09-10","M","B101","","PM-H1","CH21","","","2010-09-10"]
["10000708","XX23","GESTION ACCES  CHAU1W0101","CH21/F700/____XX23","GESTION ACCES  CHAU1W0101","SIPORTNT-HP DL360G5 CHAU1W0101","CZJ845A9DM","SIEMENS SUISSE SA(Cerberus)","","A0158 B0","PROD EHS  APPR OAPP QAPP","1990-01-01","CH20A54052","2010-09-10","M","B101","","PM-H1","CH21","","","2010-09-10"]
["10000398","XX24","DETECTION INCENDIE","CH21/F200/____XX24","DETECTION INCENDIE","","","SIEMENS SUISSE SA(Cerberus)","","LSA","PROD APPR OAPP QAPP","1987-01-01","CH20A54052","2010-09-10","M","B101","","PM-H1","CH21","","","2010-09-10"]
["10040976","XX24XX","DETECTION Gaz F0001 à 07","CH21/F200/____XX24/XX002","DETECTION FEU - GAZ  PH90","GAZGUARD XL7/8","76009000","AUER","","F0004","PROD APPR OAPP QAPP","2009-08-25","CH20A54052","2010-10-05","M","B107","","PM-H1","CH21","","","2010-10-05"]
["10040977","XX24XX","DETECTION  gaz  A1010","CH21/F200/____XX24/XX001","DETECTION FEU - GAZ PH80","CC64 => MSA9020","70142070","SIEMENS SUISSE SA(Cerberus)","","A1006","PROD APPR OAPP QAPP","2004-03-17","CH20A54052","2010-10-05","M","B101","","PM-H1","CH21","","","2010-10-05"]
["10040978","XX24XX","DETECTION  gaz  B0194","CH21/F200/____XX24/XX002","DETECTION FEU - GAZ  PH90","CC64 => MSA9020","70135927","SIEMENS SUISSE SA(Cerberus)","","B0106","PROD APPR OAPP QAPP","2001-01-30","CH20A54052","2010-10-05","M","B102","","PM-H1","CH21","","","2010-10-05"]
["10040979","XX24XX","DETECTION  gaz  B107x","CH21/F200/____XX24/XX002","DETECTION FEU - GAZ  PH90","MSA9020/4 QUATRO","71007466","SIEMENS SUISSE SA(Cerberus)","","B1092","PROD APPR OAPP QAPP","2007-06-12","CH20A54052","2010-10-05","M","B102","","PM-H1","CH21","","","2010-10-05"]
["10040980","XX24XX","DETECTION  gaz   ACN B00113+B10114","CH21/F200/____XX24/XX002","DETECTION FEU - GAZ  PH90","MSA9020","71002343","Auer","","B0108","PROD APPR OAPP QAPP","2006-02-16","CH20A54052","2010-10-05","M","B102","","PM-H1","CH21","","","2010-10-05"]
["10066048","XX24XX","Centrale gaz  DA's au B0058 et  B0059","CH21/F200/____XX24/XX002","DETECTION FEU - GAZ  PH90","GAZ GARD XL","71015605","AUER","","B0045","PROD APPR OAPP QAPP","2012-09-10","CH20A54052","2014-10-23","M","B102","","PM-H1","CH21","","","2012-09-12"]
["10066049","XX24XX","Centrale gaz  DA's au B0059  et  M0116","CH21/F200/____XX24/XX002","DETECTION FEU - GAZ  PH90","GAZ GARD XL","71018289","AUER","","B0032","PROD APPR OAPP QAPP","2014-04-23","CH20A54052","2014-10-23","M","B102","","PM-H1","CH21","","","2014-04-25"]
["10066052","XX24XX","Supervision ALARMES sécurité (SISECO)","CH21/F200/____XX24","DETECTION INCENDIE","SISECO WIN CC","70136205","SIEMENS SUISSE SA(AUTOMATION)","","B0095","PROD APPR OAPP QAPP","2013-10-20","CH20A54052","2014-10-23","M","B102","","PM-H1","CH21","","","2013-10-20"]
["10069172","XX24XX","Centrale détection gaz  O2  A0137-39","CH21/F200/____XX24/XX001","DETECTION FEU - GAZ PH80","9020","S0149,33/82","SIEMENS SUISSE SA(Cerberus)","","A0108","PROD EHS  APPR OAPP QAPP","2016-02-25","CH20A54052","2016-01-21","M","B101","","PM-H1","CH21","","","2016-02-25"]
["10081133","XX24XX","DETECTION  gaz","CH21/F200/____XX24/XX002","DETECTION FEU - GAZ  PH90","MSA9020","71027295","Siemens","Mina V4","B0108","PROD EHS  APPR OAPP QAPP","2018-09-24","CH20A54052","2019-01-30","M","B102","","PM-H1","CH21","","","2018-11-07"]
["10001013","XX24XX001","DETECTION FEU PH80","CH21/F200/____XX24/XX001","DETECTION FEU - GAZ PH80","CC1140","70141838","SIEMENS SUISSE SA(Cerberus)","","A0158","PROD APPR OAPP QAPP","1987-01-01","CH20A54052","2010-09-10","M","B101","","PM-H1","CH21","","","2010-09-10"]
["10000702","XX24XX002","DETECTION FEU PH90","CH21/F200/____XX24/XX002","DETECTION FEU - GAZ  PH90","CC1140","70141022","SIEMENS SUISSE SA(Cerberus)","","B0123","PROD APPR OAPP QAPP","1989-01-01","CH20A54052","2010-09-10","M","B102","","PM-H1","CH21","","","2010-09-10"]
["10001012","XX24XX005","EXTINCTION ORDINATEURS","CH21/F200/____XX24/XX005","EXTINCTION ORDINATEURS","B3Q440","72102048","","","A1060","PROD APPR OAPP QAPP","1987-01-01","CH20A54052","2010-09-10","M","B101","","PM-H1","CH21","","","2010-09-10"]
["10000703","XX24XX007","EXTINCTION SOLVANT REACT.","CH21/F200/____XX24/XX007","EXTINCTION SOLVANT REACT.","B3Q440","72100948","","","B0193-94","PROD APPR OAPP QAPP","1990-01-01","CH20A54052","2010-09-10","M","B102","","PM-H1","CH21","","","2010-09-10"]
["10001109","XX24XX008","EXTINCTION co2 ELECT.PH90","CH21/F200/____XX24/XX008","EXTINCTION co2 ELECT.PH90","B3Q440","72101193","","","B0163-67","PROD APPR OAPP QAPP","1994-03-02","CH20A54052","2010-09-10","M","B102","","PM-H1","CH21","","","2010-09-10"]
["10001110","XX24XX010","EXTINCTION TGBT M0103","CH21/F200/____XX24/XX010","EXTINCTION TGBT M0103","B3Q440","72101414","SIEMENS (SUISSE) SA","","M0103","PROD APPR OAPP QAPP","1994-03-02","CH20A54052","2010-09-10","M","B103","","PM-H1","CH21","","","2010-09-10"]
["10001111","XX24XX011","DETECTION FEU BAT.M","CH21/F200/____XX24/XX011","DETECTION FEU BAT.M","ALGOREX CS11/114","70130567","CERBERUS SA","","M0103","PROD APPR OAPP QAPP","1990-01-01","CH20A54052","2010-09-10","M","B103","","PM-H1","CH21","","","2010-09-10"]
["10000196","XX25","Serveur DESIGO:    CHAU1W0085","CH21/U650/____XX25","Serveur Desigo:  CHAU1W0085","PROLIANT ML360G7,  CHAU1W0085","CZJ11601HM","SIEMENS SUISSE SA(Building)","","A1060","PROD APPR OAPP QAPP","1990-01-01","CH20A54052","2010-09-10","M","B101","","PM-H","CH21","","","2010-09-10"]
["10000824","XX25AM001","ARMOIRE AL. DESIGO  PH90","CH21/U650/____XX25/AM001","ARMOIRE AL. DESIGO  PH90","DESIGO","","SIEMENS SUISSE SA(Building)","","B0123","PROD APPR OAPP QAPP","1993-04-01","CH20A54052","2010-09-10","M","B102","","PM-H","CH21","","","2010-09-10"]
["10000681","XX25AM002","ARMOIRE AL. DESIGO PH80","CH21/U650/____XX25/AM002","ARMOIRE AL. DESIGO PH80","DESIGO","","SIEMENS SUISSE SA(Building)","","A0158","PROD APPR OAPP QAPP","1989-04-01","CH20A54052","2010-09-10","M","B101","","PM-H","CH21","","","2010-09-10"]
["10000423","XX25AM003","ARMOIRE AL. MS2000   PH90","CH21/U650/____XX25/AM003","ARMOIRE AL. DESIGO   PH90","DESIGO","","SIEMENS SUISSE SA(Building)","","B0163","PROD APPR OAPP QAPP","1989-04-01","CH20A54052","2010-09-10","M","B102","","PM-H","CH21","","","2010-09-10"]
["10000532","XX26","EXTINCTEURS  JOMOS","CH21/F200/____XX26","EXTINCTEURS  JOMOS","","","","","LSA","PROD APPR OAPP QAPP","1983-01-01","CH20A54052","2010-09-10","M","B101","","PM-G","CH21","","","2010-09-10"]
["10000630","XX26XX001","EVACUATION FUMEES PH80","CH21/F200/____XX26/XX001","EVACUATION FUMEES PH80","","6005","","","A1051-A1","PROD APPR OAPP QAPP","1984-01-01","CH20A54052","2010-09-10","M","B101","","PM-H1","CH21","","","2010-09-10"]
["10000472","XX26XX002","EXTINCTEURS SICLI","CH21/F200/____XX26/XX002","EXTINCTEURS SICLI","","","","","LSA","PROD APPR OAPP QAPP","1983-01-01","CH20A54052","2010-09-10","M","B101","","PM-G","CH21","","","2010-09-10"]
["10000425","XX27","SYSTEME D'EVACUATION","CH21/F700/____XX27","SYSTEME D'EVACUATION","","","SIRAT SA => TYCO","","ABKM","PROD APPR OAPP QAPP","1990-01-01","CH20A54052","2010-09-10","M","B101","","PM-H1","CH21","","","2010-09-10"]
["10000230","XX28","SPRINKLER","CH21/F200/____XX28","SPRINKLER","","","VIANSONE SA...","","A0111 B0","PROD APPR OAPP QAPP","1983-01-01","CH20A54052","2010-09-10","M","B101","","PM-G1","CH21","","","2010-09-10"]
["10001011","XX28XX001","SPRINKLER   PH80","CH21/F200/____XX28/XX001","SPRINKLER   PH80","","478","VIANSONE SA...","","A0111","PROD APPR OAPP QAPP","1983-01-01","CH20A54052","2010-09-10","M","B101","","PM-C5","CH21","","","2010-09-10"]
["10000542","XX29AM001","INTERPHONE PH80","CH21/U620/____XX29/AM001","INTERPHONE PH80","","","ERICSSON TELECOMMUNICATIONS SA","","A0015","PROD APPR OAPP QAPP","1983-01-01","CH20A54052","2010-09-10","M","B101","","PM-H1","CH21","","","2010-09-10"]
["10000589","XX30","DIVERS INJECTABLES","CH21/P300/XX30","DIVERS INJECTABLES","","","","","B","PROD APPR OAPP QAPP","1990-01-01","CH20A54057","2010-09-10","M","B102","","PM-D1","CH21","","","2010-09-10"]
["10000453","XX30XX001","Zone chambre blanche lignes 3","CH21/P300/XX30XX01","Zone chambre blanche lignes 3","","","","","B0044-10","PROD GMP  BUS  APPR OAPP QAPP","1990-01-01","CH20A54057","2010-09-10","M","B102","","PM-D1","CH21","","","2010-09-10"]
["10000615","XX30XX003","Zone satellite lignes 3 et 5","CH21/P303/XX30XX03","Zone satellite lignes 3 et 5","","","","","B00","PROD GMP  BUS  APPR OAPP QAPP","1990-01-01","CH20A54057","2010-09-10","M","B102","","PM-D1","CH21","","","2010-09-10"]
["10000529","XX30XX005","Zone chambre blanche ligne  2","CH21/P302/XX30XX05","Zone chambre blanche ligne  2","","","","","M0012-17","PROD GMP  BUS  APPR OAPP QAPP","1990-01-01","CH20A54057","2010-09-10","M","B103","","PM-D1","CH21","","","2010-09-10"]
["10000422","XX30XX006","Zone  satellite  ligne  2","CH21/P302/XX30XX06","Zone  satellite  ligne  2","","","","","M00","PROD GMP  BUS  APPR OAPP QAPP","1990-01-01","CH20A54057","2010-09-10","M","B103","","PM-D1","CH21","","","2010-09-10"]
["10000301","XX30XX007","CONDITIONNEMENT VISUEL","CH21/P304/XX30XX07","CONDITIONNEMENT VISUEL","","","","","B","PROD APPR OAPP QAPP","1990-01-01","CH20A54057","2010-09-10","M","B102","","PM-C4","CH21","","","2010-09-10"]
["10060356","XX30XX008","Zone chambre blanche ligne  6","CH21/P306/XX30XX08","Zone chambre blanche lignes 6","","","","","B0024","PROD GMP  BUS  APPR OAPP QAPP","2013-01-08","CH20A54057","2013-01-08","M","B102","","PM-D1","CH21","","","2013-01-08"]
["10060357","XX30XX009","Zone satellite ligne  6","CH21/P306/XX30XX09","Zone satellite ligne 6","","","","","B00","PROD GMP  BUS  APPR OAPP QAPP","2013-01-08","CH20A54057","2013-01-08","M","B102","","PM-D1","CH21","","","2013-01-08"]
["10000379","XX31XX001","XX31XX001 Zone  DSP1","CH21/P121/XX31XX01","Zone  DSP1","","","","","B","PROD GMP  APPR OAPP QAPP","1990-01-01","CH20A54055","2010-09-10","M","B102","","PM-A","CH21","","","2010-09-10"]
["10000481","XX31XX002","XX31XX002 Zone  DSP2","CH21/P128/XX31XX02","Zone  DSP2","","","","","B10..","PROD GMP  APPR OAPP QAPP","1990-01-01","CH20A54055","2010-09-10","M","B102","","PM-A","CH21","","","2010-09-10"]
["10000198","XX31XX003","XX31XX003 Zone DSP3","CH21/P120/XX31XX03","Zone DSP3","","","","","B10..","PROD GMP  APPR OAPP QAPP","1990-01-01","CH20A54055","2010-09-10","M","B102","","PM-A","CH21","","","2010-09-10"]
["10000331","XX31XX004","XX31XX004 Zone DSP4","CH21/P122/XX31XX04","Zone DSP4","","","","","B","PROD GMP  APPR OAPP QAPP","1990-01-01","CH20A54055","2010-09-10","M","B102","","PM-A","CH21","","","2010-09-10"]
["10000534","XX31XX005","XX31XX005 Zone USP1","CH21/P111/XX31XX05","Zone  USP1","","","","","B10..","PROD GMP  APPR OAPP QAPP","1990-01-01","CH20A54055","2010-09-10","M","B102","","PM-A","CH21","","","2010-09-10"]
["10000565","XX31XX006","Zone  IPC Biotechnologie","CH21/S099","Dispo","","","","","B00TENTE","STO  GMP  APPR OAPP QAPP","1990-01-01","CH20A55050","2010-09-10","M","","","PM-A","CH21","","","2010-09-10"]
["10000416","XX31XX007","Zone Bio. Ampl. cellulaire A0147-53","CH21/P111/XX31XX07","Zone Bio. Ampl.cellulaire A0147-53","","","","","A0147-53","PROD GMP  BUS  APPR OAPP QAPP","1990-01-01","CH20A54055","2010-09-10","M","B101","","PM-A","CH21","","","2010-09-10"]
["10000189","XX31XX008","Zone Bio. Amplification cellulaire A0157","CH21/P111/XX31XX08","Zone Bio. Amplification cellulaire A0157","","","","","A0157..","PROD GMP  BUS  APPR OAPP QAPP","1990-01-01","CH20A54055","2010-09-10","M","B101","","PM-A","CH21","","","2010-09-10"]
["10000323","XX31XX009","Zone Bio. Amplification cellulaire A0152","CH21/P111/XX31XX09","Zone Bio. Amplification cellulaire A0152","","","","","A0152..","PROD GMP  APPR OAPP QAPP","1990-01-01","CH20A54055","2010-09-10","M","B101","","PM-A","CH21","","","2010-09-10"]
["10000619","XX32XX002","XX32XX002 Zone Prod Biotech s/sol USP3","CH21/P110/XX32XX02","Zone Prod Biotech s/sol USP3","","","","","B01..","PROD GMP  APPR OAPP QAPP","1990-01-01","CH20A54052","2010-09-10","M","B102","","PM-A","CH21","","","2010-09-10"]
["10000556","XX32XX003","XX32XX003 Zone Production  USP4","CH21/P111/XX32XX03","Zone Production   USP4","","","","","B10..","PROD GMP  APPR OAPP QAPP","1990-01-01","CH20A54055","2010-09-10","M","B102","","PM-A","CH21","","","2010-09-10"]
["10000499","XX32XX004","Zone BULK PROD: SUPPORT","CH21/P160/XX32XX04","Zone BULK PROD: SUPPORT","","","","","B10..","PROD BUS  APPR OAPP QAPP","1990-01-01","CH20A54055","2010-09-10","M","B102","","PM-A","CH21","","","2010-09-10"]
["10000550","XX32XX007","XX32XX007 Zone Production USP2","CH21/P118/XX32XX07","Zone Production USP2","","","","","B1075...","PROD GMP  APPR OAPP QAPP","2005-11-04","CH20A54055","2010-09-10","M","B102","","PM-A","CH21","","","2010-09-10"]
["10000246","XX32XX008","XX32XX008 Zone Production Milieu s/sol","CH21/P170/XX32XX08","Zone Production de Milieu s/sol","","","","","B01..","PROD GMP  BUS  APPR OAPP QAPP","1990-01-01","CH20A54055","2010-09-10","M","B102","","PM-A","CH21","","","2010-09-10"]
["10000863","XX32XX009","XX32XX009 Zone Production USP5 s/sol","CH21/P151/XX32XX09","Zone Production USP5 s/sol","","","","","B01..","PROD GMP  APPR OAPP QAPP","1990-01-01","CH20A54055","2010-09-10","M","B102","","PM-A","CH21","","","2010-09-10"]
["10082500","XX32XX010","XX32XX010 Zone Prep BPS","CH21/P110/XX32XX10","Zone Prod Prep BPS","","","","","B01..","PROD GMP  APPR OAPP QAPP","2019-05-21","CH20A54052","2019-05-21","M","B102","","PM-A","CH21","","","2019-05-21"]
["10000572","XX34","DIVERS CONDITIONNEMENT","CH21/P400/XX34","DIVERS CONDITIONNEMENT","","","","","B","PROD APPR OAPP QAPP","1990-01-01","CH20A54056","2010-09-10","M","B102","","PM-C4","CH21","","","2010-09-10"]
["10000507","XX35XX007","DIVERS QC HPLC & Biochemistry","CH21/S400/XX35XX07","DIVERS QC HPLC & Biochemistry","","","","","","PROD GMP  APPR OAPP QAPP","1990-01-01","CH20A55050","2010-09-10","M","B101","","PM-A","CH21","","","2010-09-10"]
["10000354","XX35XX008","DIVERS QC. MICROBIOLOGIE","CH21/S400/XX35XX08","DIVERS QC. MICROBIOLOGIE","","","","","","PROD GMP  APPR OAPP QAPP","1990-01-01","CH20A55050","2010-09-10","M","B101","","PM-A","CH21","","","2010-09-10"]
["10000508","XX35XX009","Divers zone QC. Chemistry","CH21/S400/XX35XX09","Divers zone QC. Chemistry","","","","","","PROD GMP  APPR OAPP QAPP","1990-01-01","CH20A55050","2010-09-10","M","B101","","PM-A","CH21","","","2010-09-10"]
["10000504","XX35XX010","DIVERS QC HPLC & Biochemistry","CH21/S400/XX35XX10","DIVERS QC HPLC & Biochemistry","","","","","","PROD GMP  APPR OAPP QAPP","1990-01-01","CH20A55050","2010-09-10","M","B101","","PM-A","CH21","","","2010-09-10"]
["10064522","XX35XX011","Zone QC. Incoming K0014,K0012,K0013","CH21/S400/XX35XX11","Zone QC. Incoming K0014,13,12","","","","","K0014...","PROD GMP  BUS  APPR OAPP QAPP","2014-01-01","CH20A55050","2014-02-28","M","B104","","PM-C6","CH21","","","2014-02-28"]
["10000484","XX36","DIVERS LOGISTIQUE","CH21/S100/XX36","DIVERS LOGISTIQUE","","","","","K, B,","PROD APPR OAPP QAPP","1990-01-01","CH20A53555","2010-09-10","M","B102","","PM-C4","CH21","","","2010-09-10"]
["10000264","XX40","DIVERS CAFETERIA","CH21/S800/XX40","DIVERS CAFETERIA","","","","","B","PROD APPR OAPP QAPP","1990-01-01","CH20A54052","2010-09-10","M","B102","","PM-G","CH21","","","2010-09-10"]
["10005039","XX50","Divers Metrologie / validation","CH21/S200","Technical services","N/A","","","","N/A","PROD APPR OAPP QAPP","2011-11-21","CH20A54052","2010-09-10","M","B101","","PM-V1","CH21","","","2011-11-21"]
["10000704","XX51","SPRINKLER MAGASIN","CH21/F200/____XX28","SPRINKLER","","","VIANSONE SA...","","K0115","PROD APPR OAPP QAPP","1998-04-01","CH20A54052","2010-09-10","M","B104","","PM-G1","CH21","","","2010-09-10"]
["10000607","XX52","Porte automatique sectionnelle P215","CH21/S200/____XX12","INSTAL. TECH. COINSINS","","","BATOR SchWEIZ AG","","CC0030","PROD APPR OAPP QAPP","1990-01-01","CH20A54052","2010-09-10","M","B203","","PM-G","CH21","","","2010-09-10"]
["10000283","XX54","XX54   Monitoring enceintes climatiques","CH21/U650/____XX54","Monitoring enceintes climatiques","DELL PRECISION T3500","TAG   2JPH45J","MSSA & ALRO","","B0095","PROD GMP  BUS  APPR OAPP QAPP","2001-12-31","CH20A54052","2010-09-10","M","B102","","PM-H","CH21","","","2010-09-10"]
["10000593","XX55","Automat  portes, interlock Bât. M","CH21/U650/____XX55","Automat portes, interlock Bât. M","N/A","N/A","ONLINE AUTOMATION SA.","","M0061","PROD GMP  APPR OAPP QAPP","1998-12-01","CH20A54052","2010-09-10","M","B103","","PM-H","CH21","","","2010-09-10"]
["10000600","XX56","Gestion interlock lignes 3 & 5 & 6 PH90","CH21/U650/____XX56","Gestion  interlock lignes 3 & 5 PH90","N/A","N/A","MSSA","","B0045","PROD GMP  APPR OAPP QAPP","2002-10-02","CH20A54052","2010-09-10","M","B102","","PM-H","CH21","","","2010-09-10"]
["10000356","XX57","Gestion de données des cuves MAVAG","CH21/U650/____XX57","Gestion de données des cuves MAVAG","N/A","N/A","","","B00104","PROD GMP  BUS  APPR OAPP QAPP","2002-10-02","CH20A54057","2010-09-10","M","B102","","PM-H","CH21","","","2010-09-10"]
["10000168","XX58","Gestion de données remplisseuses ligne 3","CH21/U650/____XX58","Gestion de données remplisseuses ligne 3","PC DELL","8WHXH0J","","","B0073","PROD GMP  BUS  APPR OAPP QAPP","2002-11-25","CH20A54057","2010-09-10","M","B102","","PM-H","CH21","","","2010-09-10"]
["10000344","XX61","PC DAS remplisseuse MP33","CH21/U650/____XX61","PC DAS remplisseuse MP33","DELL OPTIPLEX GX270","J9LRV0J","BCD microtechnique","","B0071  P","PROD GMP  BUS  APPR OAPP QAPP","2004-01-25","CH20A54057","2010-09-10","M","B102","","PM-H","CH21","","","2010-09-10"]
["10000295","XX62","XX62    PC DAS pour MP25/US02","CH21/U650/____XX62","PC DAS pour MP25/US02","OPTIPLEX GX110","F5XK00J","DELL COMPUTER SA","","M0029","PROD GMP  BUS  APPR OAPP QAPP","2002-01-10","CH20A54057","2010-09-10","M","B103","","PM-H","CH21","","","2010-09-10"]
["10000642","XX70","Protection périférique, clôture: Aubonne","CH21/F700/____XX70","Protection périférique, clôture: Aubonne","WEGO-GUNNEBO","","","","","PROD APPR OAPP QAPP","2004-12-31","CH20A54052","2010-09-10","M","B101","","PM-G","CH21","","","2010-09-10"]
["10000653","XX72","Gestion des portes interlock,  1er PH90","CH21/U650/____XX72","Gestion des portes interlock,  1er PH90","N/A","N/A","CORETEC SA","","B1092","PROD GMP  APPR OAPP QAPP","2005-12-10","CH20A54052","2010-09-10","M","B102","","PM-H","CH21","","","2010-09-10"]
["10000906","XX73","Monitoring DAS Bioréacteurs","CH21/U650/____XX73","Monitoring DAS Bioréacteurs","N/A","N/A","MSBC Laboratoire SERONO SA","","B1075","PROD GMP  BUS  APPR OAPP QAPP","2006-01-01","CH20A54052","2010-09-10","M","B102","","PM-H","CH21","","","2010-09-10"]
["10000902","XX74","Monitoring DAS Bioréacteurs","CH21/U650/____XX74","Monitoring DAS Bioréacteurs","N/A","N/A","PCS PROCESS CONTROL SYSTEMS AG","","B0144","PROD GMP  BUS  APPR OAPP QAPP","2005-04-01","CH20A54055","2010-09-10","M","B102","","PM-H","CH21","","","2010-09-10"]
["10000140","XX76","Supervision MFCS Win","CH21/P151","Zone Production USP5 s/sol","MICRO ORDINATEUR","6P8VT3J","DELL COMPUTER SA","","B0148","PROD GMP  APPR OAPP QAPP","2008-11-13","CH20A54055","2010-09-10","M","B102","X","PM-H","CH21","","","2010-09-10"]
["10000872","XX77","Monitoring SCADA Bio.75 %40 L","CH21/U650/____XX77","Monitoring DAS Bioréacteurs","SCADA","N/A","CHEMSIS SA","","B1042","PROD GMP  BUS  APPR OAPP QAPP","2010-01-01","CH20A54055","2010-09-10","M","B102","","PM-H","CH21","","","2010-09-10"]
["10000862","XX78","Monitoring SCADA Bio.75 %40 L","CH21/U650/____XX78","Monitoring DAS Bioréacteurs","SCADA","N/A","CHEMSIS SA","","B1060","PROD GMP  BUS  APPR OAPP QAPP","2010-01-01","CH20A54055","2010-09-10","M","B102","","PM-H","CH21","","","2010-09-10"]
["10000908","XX79","Gestion des portes PH90 S/Sol","CH21/U650/____XX79","Gestion des portes S/sol PH90","N/A","N/A","MSSA","","B0107","PROD GMP  APPR OAPP QAPP","1990-01-01","CH20A54052","2010-09-10","M","B102","","PM-H","CH21","","","2010-09-10"]
["10045005","XX80","PC SCADA pour MP308/US04","CH21/U650","BAS & Automation System","N/A","N/A","MICROCUBE SARL","","B0071","PROD GMP  BUS  APPR OAPP QAPP","2012-07-23","CH20A54057","2011-03-09","M","B102","","PM-H","CH21","","","2012-07-23"]
["10045414","XX81","XX81      SCADA bioréacteurs  40/75L","CH21/P151","Zone Production USP5 s/sol","N/A","N/A","SP. SOLUTIONS","","B0148","PROD GMP  BUS  APPR OAPP QAPP","2011-04-01","CH20A54055","2011-04-14","M","B102","","PM-H","CH21","","","2011-05-01"]
["10045415","XX82","XX82   SCADA  bioréacteurs  300/75 L","CH21/P111","Zone  USP1 et USP4","N/A","N/A","SP. SOLUTIONS","","B1042","PROD GMP  BUS  APPR OAPP QAPP","2011-06-01","CH20A54055","2011-04-14","M","B102","","PM-H","CH21","","","2011-06-01"]
["10045639","XX83","XX83    Gestion des cuves ligne 6","CH21/U650","BAS & Automation System","N/A","N/A","MSSA","","B0032","PROD GMP  BUS  APPR OAPP QAPP","2012-07-02","CH20A54057","2011-05-27","M","B102","","PM-H","CH21","","","2012-07-02"]
["10046808","XX84","XX84     SCADA pour Bioréacteurs 300/75L","CH21/P151","Zone Production USP5 s/sol","N/A","N/A","SP SOLUTIONS SARL","","B0144","PROD GMP  BUS  APPR OAPP QAPP","2011-11-01","CH20A54055","2011-10-03","M","B102","","PM-H","CH21","","","2011-11-01"]
["10056053","XX85","XX85    DAS. Mesure d'énergie","CH21/U650","BAS & Automation System","DAS ENERGIES ÉLECTRIQUES","N/A","MSSA","","M0103","PROD APPR OAPP QAPP","2007-03-10","CH20A54052","2012-01-11","M","B103","","PM-H","CH21","","","2007-03-10"]
["10061580","XX86","Système Caméra salle blanche ligne 6","CH21/P306","Pharmaceutical - ligne 6","WV-SC385E","N/A","PANASONIC","","B0095-24","PROD APPR OAPP QAPP","2013-01-18","CH20A54057","2013-05-02","M","B102","","PM-H","CH21","","","2013-02-06"]
["10065162","XX87","XX87    SCADA pour Bioréacteurs 75/300 L","CH21/U650","BAS & Automation System","N/A","N/A","SP SOLUTIONS SARL","","B1058","PROD GMP  APPR OAPP QAPP","2014-04-23","CH20A54055","2014-04-23","M","B102","","PM-H","CH21","","","2016-12-10"]
["10070170","XX88","XX88  Monitoring PACK Building","CH21/U650","BAS & Automation System","PROLIANT DL360 GEN9","CZJ62844PL","HEWLETT-PACKARD (SUISSE) Sàrl","","S0120","PROD GMP  BUS  APPR OAPP QAPP","2016-10-14","CH20A54052","2016-06-03","M","B108","","PM-H","CH21","","","2016-11-30"]
["10070230","XX89","XX89  AC - Air Comprimé -  PACK building","CH21/U510/____XX89","AC - Air Comprimé -  PACK building","LD2000 RÉSERVOIR","9785100888 RÉSERVOIR","ATLAS COPCO(SCHWEIZ) AG","","S0118","PROD EHS  BUS  APPR OAPP QAPP","2016-09-01","CH20A54052","2016-06-14","M","B108","","PM-C5","CH21","","","2016-09-01"]
["10072103","XX90","XX90   SCADA gestion vapeur blanche GN02","CH21/U650","BAS & Automation System","N/A","N/A","ISE INDUSTRIAL SOFTWARE","","B0132","PROD APPR OAPP QAPP","2017-03-22","CH20A54052","2017-03-22","M","B102","","PM-H","CH21","","","2017-03-31"]
["10072998","XX91","XX91  SCADA pour isolateur SP70","CH21/U650","BAS & Automation System","","","","","B00","CON  GMP  BUS  NAPP",null,"CH20A54052","2017-09-07","M","B102","","PM-H","CH21","",""]
["10072999","XX92","XX92  SCADA intégrité gants RABS suite 3","CH21/U650/____XX92","SCADA RABS suite 3","WIRELESS GT","N/A","SKAN","","B00103","PROD GMP  APPR OAPP QAPP","2018-02-01","CH20A54057","2017-09-07","M","B102","","PM-H","CH21","","","2018-02-01"]
["10073000","XX93","XX93  SCADA intégrité gants RABS suite 5","CH21/U650/____XX93","SCADA RABS suite 5","WIRELESS GT","N/A","SKAN","","B0044","PROD GMP  APPR OAPP QAPP","2018-02-01","CH20A54057","2017-09-07","M","B102","","PM-H","CH21","","","2018-02-01"]
["10074974","XX94","XX94 Quiet Cover","CH21/S400/___HP556","HP556   Chaîne Agilent  GC-CUSTOM","G6014B","SG17374010","Agilent Technologie","","A1080","PROD GMP  BUS  APPR OAPP QAPP","2017-05-01","CH20A55050","2018-01-15","M","B101","","PM-V1","CH21","","","2017-12-01"]
["10075873","XX95","XX95  Systéme de Monitoring","CH21/U650","BAS & Automation System","CHAU1W0120","SW211052A","Vaisala GmbH","","B0067","PROD GMP  APPR OAPP QAPP","2018-03-12","CH20A54052","2018-03-15","M","B102","","PM-H","CH21","","","2018-03-15"]
["10077009","XX96","XX96: Systeme de sécurisation camion N°1","CH21/F700","Security & Acess","RS-CALESTOP-SECU","","Morand SA","","K0046","PROD APPR OAPP QAPP","2018-06-01","CH20A54052","2018-06-28","M","B104","","PM-G1","CH21","","","2018-06-01"]
["10077010","XX97","XX97: Systeme de sécurisation camion N°2","CH21/F700","Security & Acess","RS-CALESTOP-SECU","","Morand SA","","K0047","PROD APPR OAPP QAPP","2018-06-01","CH20A54052","2018-06-28","M","B104","","PM-G1","CH21","","","2018-06-01"]
["10077011","XX98","XX98: Porte sectionnel quai plateforme","CH21/F700","Security & Acess","","","Morand SA","","K0048","PROD APPR OAPP QAPP","2018-06-01","CH20A54052","2018-06-28","M","B104","","PM-G1","CH21","","","2018-06-01"]
["10077012","XX99","XX99: Porte sectionnel","CH21/F700","Security & Acess","","","Morand SA","","K0025","PROD APPR OAPP QAPP","2018-06-01","CH20A54052","2018-06-28","M","B104","","PM-G1","CH21","","","2018-06-01"]

{"sheet":"DB Application","index":1,"n_rows":28,"n_cols":89,"rows_kept":28,"cut":false,"hidden":false,"merged":[[0,85,0,88],[0,0,0,21],[0,23,0,27],[0,28,0,36],[0,37,0,44],[0,46,0,52],[0,53,0,54],[0,55,0,56],[0,57,0,59],[0,60,0,62],[0,63,0,77],[0,78,0,84]]}
["SAP Criteria",null,null,null,null,null,null,null,null,null,null,null,null,null,null,null,null,null,null,null,null,null,null,"Link to Computarized System (CS)",null,null,null,null,"Hardware Information",null,null,null,null,null,null,null,null,"Software Information",null,null,null,null,null,null,null,null,"Network Interface",null,null,null,null,null,null,"Time Synchronization",null,"User Access Management",null,"System & Application Backup",null,null,"Runtime Data Backup",null,null,"Hardware Information",null,null,null,null,null,null,null,null,null,null,null,null,null,null,"Software Information",null,null,null,null,null,null,"Inventory Management"]
["Equipment","Sort field","Description","FunctLocation","Description","ManufPartNo.","ManufSerialNo.","Manufacturer","Model number","Room","User status","Acquistion date","Cost Center","Created on","EquipCategory","Location","Main Equipment","Main WorkCtr","MaintPlant","Miscellaneous 1","Miscellaneous 2","Start-up date",null,"Ver","CS_ID","CS_Description","Department","Sub_Department","Equipement_N°","Site_Tag_Name","Description_Of_Asset","Equipment_Category","Rooms","Manufacturerr","Model_Number","Serial_Number","Part_Number","Firmware_Name","Firmware_Version","Operating_System_Name","Operating_System_Version","Standard_Application_Name","Standard_Application_Version","Custom_Application_Name","Custom_Application_Version","Fix_Node_Name","VLAN_ID","IP_Address","Subnet_Mask","Default_Gateway","Patch_Panel_Port_N°","Switch_Port_N°","Free_Network_Cards","TS_Type","TS_Comments","UAM_Type","UAM_Comments","SAB_Type","SAB_Frequency","SAB_Comments","RDB_Type","RDB_Frequency","RDB_Comments","Hostname","Domaine","Nbr_of_cables","Cable_n°1","Cable_n°2","Cable_n°3","Cable_n°4","Cable_n°5","Cable_n°6","Cable_n°7","Printing","Communication_Protocol","Switch","Connectable","No_Connectable","Access_Level_Management","Access_Level_Management_Type","Remote_Maintenance","Type_Of_Remote_Maintenance","Database_Server","Application_Server","License_Server","Inventory in progress","Inventory validation","Inventory date","Observation"]
["10003005",null,null,null,null,null,null,null,null,null,null,null,null,null,null,null,null,null,null,null,null,null,null,"Ver","CSID","CSDescription","Department","SubDepartment","10003005","SiteTagName","Description_Of_Asset","Equipment_Category","Rooms","Manufacturerr","Model_Number","Serial_Number","Part_Number","Firmware_Name","Firmware_Version","Operating_System_Name","Operating_System_Version","Standard_Application_Name","Standard_Application_Version","Custom_Application_Name","Custom_Application_Version","Fix_Node_Name","VLAN_ID","IP_Address","Subnet_Mask","Default_Gateway","Patch_Panel_Port_N°","Switch_Port_N°","Free_Network_Cards","TS_Type","TS_Comments","UAM_Type","UAM_Comments","SAB_Type","SAB_Frequency","SAB_Comments","RDB_Type","RDB_Frequency","RDB_Comments","Hostname","Domaine","Nbr_of_cables","Cable_n°1","Cable_n°2","Cable_n°3","Cable_n°4","Cable_n°5","Cable_n°6","Cable_n°7","Printing","Communication_Protocol","Switch","Connectable","No_Connectable","Access_Level_Management","Access_Level_Management_Type","Remote_Maintenance","Type_Of_Remote_Maintenance","Database_Server","Application_Server","License_Server","Inventory in progress","Inventory validation","Inventory date","Observation"]
["10003062",null,null,null,null,null,null,null,null,null,null,null,null,null,null,null,null,null,null,null,null,null,null,1,3,"test2","suit","dep2","10003062",10034,null,"scada",101,"y","xy",2345,"ter1","toto1",4,null,null,"ifix",234,"dog",34,"test2389","trt2","11.1.1.3235",5667,"255.255.0.0",3,67,0,null,null,null,"toto est la",null,null,null,null,null,"rtee"]
[null,null,null,null,null,null,null,null,null,null,null,null,null,null,null,null,null,null,null,null,null,null,null,1,3,"test3","suit","dep3",null,null,null,null,null,null,null,null,null,null,null,null,null,null,null,null,null,null,null,null,444]
["10004244",null,null,null,null,null,null,null,null,null,null,null,null,null,null,null,null,null,null,null,null,null,null,1,3,"test4","suit","dep4","10004244",10035,null,"view",104,"z","zz",123455,"ter2","toto2",6,null,null,"ifix",43,"cat","v2","test21","trte","13.1.14.3237",444,"255.255.0.0",4,8,4,null,null,null,"toto est la 3",null,null,null,null,null,"wert"]
[]
[]
[null,null,null,null,null,null,null,null,null,null,null,null,null,null,null,null,null,null,null,null,null,null,null,24,25,26,27,28,29,30,31,32,33,34,35,36,37,38,39,40,41,42,43,44,45,46,47,48,49,50,51,52,53,54,55,56,57,58,59,60,61,62,63,64,65,66,67,68,69,70,71,72,73,74,75,76,77,78,79,80,81,82,83,84,85,86,87,88,89]
[]
[]
[]
[]
[]
[]
[]
[]
[]
[]
[]
[]
[]
[]
[]
[]
[]
[]
[null,null,null,null,null,null,null,null,null,null,null,null,null,null,null,null,null,null,null,null,null,null,null,null,null,null,null,null,null,null,null,null,null,null,null,null,null,null,null,null,null,null,null,null,null,null,null,null,null,null,null,null,null,null,null,null,null,null,null,null,null,null,null,null,null,null,null,null,null,null,null,null,null,null,null,null,null,null,null,null,null,null,null,null,null,"s"]

{"sheet":"Criteria","index":2,"n_rows":67,"n_cols":18,"rows_kept":67,"cut":false,"hidden":false,"merged":[[38,2,40,2],[0,3,0,12],[31,2,32,2],[33,2,34,2],[35,2,37,2]]}
[null,"Criteria",null,"Value"]
[23,"Ver.","Version"]
[24,"CS ID","SISA ID"]
[25,"CS Description","Equipement Description"]
[26,"Department"]
[27,"Sub-department (USP-DSP-Suite..)"]
[28,"Equipement Number","SAP N°"]
[29,"Site Tag Name"]
[30,"Description of Asset","SCADA, PC, PLC, THIN CLIENT, VIEW, PANEL PC","SCADA","PC","PLC","VIEW","THIN CLIENT","PANEL PC","PANEL"]
[31,"Equipment Category"]
[32,"Room"]
[33,"Manufacturer"]
[34,"Model Number"]
[35,"Serial Number"]
[36,"Part Number"]
[37,"Firmware Name"]
[38,"Firmware Version"]
[39,"Operating System Name","Operating system","WINDOWS 95","WINDOWS 98","WINDOWS 2000","WINDOWS NT 2000","WINDOWS XP","WINDOWS  VISTA","WINDOWS 7","WINDOWS 10","WINDOWS EMBEDED","SCHNEIDER","SIEMENS","DOS","ALLEN BRADLEY","BECKOFF","FESTO"]
[40,"Operating System Version","Version of Operating system","SP1","SP2","SP3","S7-200","S7-300","S7-400"]
[41,"(Standard) Application Name","ex. iFIX"]
[42,"(Standard) Application Version","ex. iFIX  5.1"]
[43,"(Custom) Application Name"]
[44,"(Custom) Application Version"]
[45,"Fix node Name","ex : SCADA1"]
[46,"VLAN ID: VLAN Name","ex: VLAN 624"]
[47,"IP Address","ex: 10.144.55.16"]
[48,"Subnet Mask","ex: 255.255.255.0"]
[49,"Default Gateway","ex: 10.144.55.254"]
[50,"Patch Panel: Port Number","where switch is connected"]
[51,"Switch: Port Number","where cable is connected on switch"]
[52,"Number of free Network Cards","spare network on the PC"]
[53,"Type","Time Synchronization","ACTIVE DIRECTORY"]
[54,"Comments"]
[55,"Type","User Access Management","ACTIVE DIRECTORY"]
[56,"Comments"]
[57,"Type","System & Application Backup","WINDOWS BACKUP","ACRONIS"]
[58,"Frequency",null,"DAILY","MONTHLY","SEMESTRIAL","ANNUAL"]
[59,"Comments"]
[60,"Type","Runtime Data Backup","SCRIPT","ACRONIS"]
[61,"Frequency",null,"DAILY","MONTHLY","SEMESTRIAL","ANNUAL"]
[62,"Comments"]
[63,"Hostname","Equipment name on the network"]
[64,"Domaine"]
[65,"Number of cables","Quantity of cables connected to the MERCK Network"]
[66,"Cable n° 1","Number of the cable connected to the MERCK Network"]
[67,"Cable n° 2","Number of the cable connected to the MERCK Network"]
[68,"Cable n° 3","Number of the cable connected to the MERCK Network"]
[69,"Cable n° 4","Number of the cable connected to the MERCK Network"]
[70,"Cable n° 5","Number of the cable connected to the MERCK Network"]
[71,"Cable n° 6","Number of the cable connected to the MERCK Network"]
[72,"Cable n° 7","Number of the cable connected to the MERCK Network"]
[73,"Printing","Printing system present"]
[74,"Communication protocol",null,"ETHERNET/IP","PROFIBUS DP","PROFINET","TCP/IP","CAN","POWERLINK","ETHERCAT"]
[75,"Switch"]
[76,"Connectable"]
[77,"Non Connectable"]
[78,"Access level management","ex: by badge"]
[79,"Access level management type","Type of acces","BADGE","KEY"]
[80,"Remote maintenance","Remote maintenance communication possible"]
[81,"Type of remote maintenance","Type of remote maintenance communication","PC ANYWHERE","REMOTE UTILITIES"]
[82,"Database Server"]
[83,"Application server"]
[84,"License server"]
[85,"Inventory in progress"]
[86,"Inventory validation"]
[87,"Inventory date"]
[88,"Observation"]

{"sheet":"Criteria SAP","index":3,"n_rows":1,"n_cols":22,"rows_kept":1,"cut":false,"hidden":false,"merged":[]}
["Equipment","Sortfield","Description1","FunctLocation","Description2","ManufPartNo","ManufSerialNo","Manufacturer","ModelNumber","Room","UserStatus","AcquistionDate","CostCenter","CreatedOn","EquipCategory","Location","MainEquipment","MainWorkCtr","MaintPlant","Miscellaneous1","Miscellaneous2","StartUpDate"]

{"sheet":"Criteria Fields","index":4,"n_rows":3,"n_cols":69,"rows_kept":3,"cut":false,"hidden":false,"merged":[]}
[null,null,null,null,null,null,null,null,null,null,null,null,null,null,null,null,null,null,null,null,null,null,null,"Ver","CSID","CSDescription","Department","SubDepartment","EquipementN°","SiteTagName","EquipmentCategory","Rooms","Manufacturerr","ModelN°","SerialN°","PartN°","FirmwareName","FirmwareVersion","StdApplicationName","StdApplicationVersion","CustomApplicationName","CustomApplicationVersion","FixNodeName","VLANID","IPAddress","SubnetMask","DefaultGateway","PatchPanelPortN°","SwitchPortN°","FreeNetworkCards","TimeSynchronizationComments","UserAccessManagementComments","SysappliBackupComments","RuntimeDataBackupComments","Hostname","Domaine","NbrOfCables","Cablen°1","Cablen°2","Cablen°3","Cablen°4","Cablen°5","Cablen°6","Cablen°7","DatabaseServer","ApplicationServer","LicenseServer","InventaryDate","Observation"]
[]
[null,null,null,null,null,null,null,null,null,null,null,null,null,null,null,null,null,null,null,null,null,null,null,24,25,26,27,28,29,30,31,32,33,34,35,36,37,38,39,40,41,42,43,44,45,46,47,48,49,50,51,52,53,54,55,56,57,58,59,60,61,62,63,64,65,66,67,68,69]